{"text_format":"1","workbook":"xlsx","n_sheets":14,"sheets":["ZSS Summary","Workings >","Engine","Q_Tables","Load","Assets","Feeders","Prices","Constants","Results_10PoE","Results_50PoE","Other >>","Transformer Fleet","Switchgear Fleet"],"not_rendered":{"charts":1,"images":1,"macros":1,"external_links":10,"defined_names":395,"comments":0,"pivot_tables":0},"unopened":[],"bounds":{"document_bytes":16777216,"sheet_cells":100000,"rows_first":2000,"rows_last":500,"rows_between":2000,"halvings":0,"cell_chars":16384,"cell_head_chars":4096},"cells_cut":0,"cells_raw":0,"read":"whole","date_system":"1900"}

{"sheet":"ZSS Summary","index":0,"n_rows":155,"n_cols":25,"rows_kept":155,"cut":false,"hidden":false,"merged":[[139,1,141,1],[125,1,127,1],[111,1,113,1],[97,1,99,1],[41,1,42,1],[83,1,85,1],[69,1,71,1],[55,1,57,1]]}
[]
[null,"Redundant System Model - Substations",null,null,null,null,null,null,null,null,null,null,"Sensitivity Modifiers",null,null,"Scalar",null,"Option Costing",null,"Unit Price","Asset Life","Annual Cost"]
[null,"Input Data - Station Configuration",null,null,"Constants",null,null,null,null,null,null,null,"Capex/Opex",0.1,"Normal",{"$f":"IF(O3=\"Lower\", (1-N3), IF(O3=\"Upper\", 1+N3,1))","v":1},null,"Additional Path",null,{"$f":"Prices!C2","v":5103884.3721770542},50,{"$f":"-PMT($S$12,U3,T3)","v":189052.57017419382}]
[null,"Substation:","MC",null,"Major Failure CoC",{"$f":"T4*(1+S13)","v":2785611.0785907856},null,null,null,null,null,null,"PoF",0.2,"Normal",{"$f":"IF(O4=\"Lower\", (1-N4), IF(O4=\"Upper\", 1+N4,1))","v":1},null,"1 Replacement",null,{"$f":"Prices!C3","v":2321342.5654923213},50,{"$f":"-PMT($S$12,U4,T4)","v":85984.66310354264}]
[null,"Parallel Asset ","Transformer",null,"Minor Failure CoC",200000,null,null,null,null,null,null,"WACC",0.1,"Normal",{"$f":"IF(O5=\"Lower\", (1-N5), IF(O5=\"Upper\", 1+N5,1))","v":1},null,"2 Replacements - Same Make",null,{"$f":"Prices!C4","v":4642685.1309846425},50,{"$f":"-PMT($S$12,U5,T5)","v":171969.32620708528}]
[null,"Load Profile",0.5,null,null,null,null,null,null,null,null,null,"Load Forecast",0.04,"Normal",{"$f":"IF(O6=\"Lower\", (1-N6), IF(O6=\"Upper\", 1+N6,1))","v":1},null,"2 Replacements - Different Make",null,{"$f":"Prices!C5","v":4734555.0496838298},50,{"$f":"-PMT($S$12,U6,T6)","v":175372.27247022078}]
[null,"Switchgear Type",{"$f":"IF(C5=\"Transformer\",\"\",IF(C5=\"Indoor CB\",\"Indoor\",IF(C5=\"Outdoor CB\",\"Outdoor\")))","v":""},null,null,null,null,null,null,null,null,null,"Beta",0.2,"Normal",{"$f":"IF(O7=\"Lower\", (1-N7), IF(O7=\"Upper\", 1+N7,1))","v":1},null,"System spare available",null,{"$f":"Prices!C6","v":204155.37488708217},25,{"$f":"IF(AssetType=\"Transformer\", -PMT($S$12,U7,T7),0)","v":11400.030723453774}]
[null,null,null,null,null,null,null,null,null,null,null,null,null,null,null,null,null,"Non-network Solution"]
[null,"Scenario Modifiers",null,"Comment",null,"Annual Cost","Output Yr","Option/Spare",null,null,null,null,"VCR weight",null,null,null,null,"Online Monitoring System",null,{"$f":"Prices!C8","v":683034.47154471534},25,{"$f":"IF(AssetType=\"Transformer\", -PMT($S$12,U9,T9),40000)","v":38140.626790230352}]
[null,"Additional Asset",false,null,"Option Cost",{"$f":"V3","v":189052.57017419382},{"$f":"IFERROR(MATCH(B10,$E$155:$Y$155,0)+2018,\"Not Chosen\")","v":"Not Chosen"},{"$f":"IF(ISNUMBER(G10),HLOOKUP(G10,$E$144:$Y$153,4)/HLOOKUP(G10,$E$144:$Y$153,10))","v":false},null,null,null,null,"10% PoE",0.3]
[null,"Replace 1 asset",false,null,"Option Cost",{"$f":"V4","v":85984.66310354264},{"$f":"IFERROR(MATCH(B11,$E$155:$Y$155,0)+2018,\"Not Chosen\")","v":2024},{"$f":"IF(ISNUMBER(G11),HLOOKUP(G11,$E$144:$Y$153,4)/HLOOKUP(G11,$E$144:$Y$153,7))","v":1.0508391982241387},null,null,null,null,"50% PoE",0.7,null,null,null,"Constants",null,null,"Safety Constants"]
[null,"Replace 2 Assets - same type",false,null,"Option Cost",171969.32620708528,"Not Chosen",{"$f":"IF(ISNUMBER(G12),HLOOKUP(G12,$E$144:$Y$153,7)/HLOOKUP(G12,$E$144:$Y$153,8))","v":false},null,null,null,null,null,null,null,null,null,"WACC",2.75E-2,null,"DF Staff",3,"POC_LTI",2.6027400000000001E-4]
[null,"Replace 2 Assets - Different Type",false,null,"Option Cost",175372.27247022078,2035,{"$f":"IF(ISNUMBER(G13),HLOOKUP(G13,$E$144:$Y$153,7)/HLOOKUP(G13,$E$144:$Y$153,9))","v":1.0512111253517091},null,null,null,null,null,null,null,null,null,"Failure Premium",0.2,null,"VSL",{"$f":"4490000*CPI","v":4583288.1662149951},"POC_PUBLIC",1.15E-4]
[null,"Spare/Mobile Asset",false,null,"Option Cost",11400.030723453774,2019,{"$f":"IF(ISNUMBER(G14),HLOOKUP(G14,$E$144:$Y$153,4)/HLOOKUP(G14,$E$144:$Y$153,4))","v":1},null,null,null,null,null,null,null,null,null,"VCR",42.76,null,"VLTI",{"$f":"127000*CPI","v":129638.66305329718},"POC_STAFF",1.9606160000000001E-3]
[null,"Non-Network MW",0,"Load Reduction","Option Cost",{"$f":"V8*C15","v":0},"Not Chosen",null,null,null,null,null,null,null,null,null,null,null,null,null,"DF Public",3]
[null,"Online Monitor",false,null,"Option Cost",38140.626790230352,"Not Chosen",{"$f":"IF(ISNUMBER(G16),HLOOKUP(G16,$E$144:$Y$153,4)/HLOOKUP(G16,$E$144:$Y$153,5))","v":false}]
[]
[]
[null,{"$f":"\"Scenario: \"&IF(OR(C10:C13)=FALSE,\"Status Quo\",IF(ISADDITIONAL,\"Additional path\",IF(ISREPLACE,\"Replace 1 Asset\",IF(ISREPLACE2SAME,\"Replace with 2 like Assets\",IF(ISREPLACE2DIFF,\"Replace with 2 different Assets\")))))&\", \"&IF(ISSPAREREADY,\" Spare Ready\",\"\")&\", \"&IF(ISPROBABILITYREDUCED,\"Online Monitor\",\"\")","v":"Scenario: Status Quo, , "},"Setting","Model Output",2019,2020,2021,2022,2023,2024,2025,2026,2027,2028,2029,2030,2031,2032,2033,2034,2035,2036,2037,2038,2039]
[]
[null,{"$f":"IF($C$5=\"Transformer\", \"Additional Transformer\", \"Additional Bus\")","v":"Additional Transformer"},{"$f":"ISADDITIONAL","v":false},"Energy",{"$f":"VLOOKUP(E19, Engine!$D$4:$K$26,8,FALSE)","v":316.76566328828517},{"$f":"VLOOKUP(F19, Engine!$D$4:$K$26,8,FALSE)","v":350.41626092199056},{"$f":"VLOOKUP(G19, Engine!$D$4:$K$26,8,FALSE)","v":382.68939717689045},{"$f":"VLOOKUP(H19, Engine!$D$4:$K$26,8,FALSE)","v":438.01771438087326},{"$f":"VLOOKUP(I19, Engine!$D$4:$K$26,8,FALSE)","v":503.23227371089678},{"$f":"VLOOKUP(J19, Engine!$D$4:$K$26,8,FALSE)","v":600.16374037762512},{"$f":"VLOOKUP(K19, Engine!$D$4:$K$26,8,FALSE)","v":757.35848861766294},{"$f":"VLOOKUP(L19, Engine!$D$4:$K$26,8,FALSE)","v":961.9235682021083},{"$f":"VLOOKUP(M19, Engine!$D$4:$K$26,8,FALSE)","v":1152.038148395337},{"$f":"VLOOKUP(N19, Engine!$D$4:$K$26,8,FALSE)","v":1495.6731609200106},{"$f":"VLOOKUP(O19, Engine!$D$4:$K$26,8,FALSE)","v":2042.3276631308606},{"$f":"VLOOKUP(P19, Engine!$D$4:$K$26,8,FALSE)","v":2759.1341275568643},{"$f":"VLOOKUP(Q19, Engine!$D$4:$K$26,8,FALSE)","v":3738.5200682363575},{"$f":"VLOOKUP(R19, Engine!$D$4:$K$26,8,FALSE)","v":5007.3100725286249},{"$f":"VLOOKUP(S19, Engine!$D$4:$K$26,8,FALSE)","v":6641.446207925449},{"$f":"VLOOKUP(T19, Engine!$D$4:$K$26,8,FALSE)","v":8697.8950880187858},{"$f":"VLOOKUP(U19, Engine!$D$4:$K$26,8,FALSE)","v":11341.511500437638},{"$f":"VLOOKUP(V19, Engine!$D$4:$K$26,8,FALSE)","v":14652.712131397024},{"$f":"VLOOKUP(W19, Engine!$D$4:$K$26,8,FALSE)","v":18720.858950878632},{"$f":"VLOOKUP(X19, Engine!$D$4:$K$26,8,FALSE)","v":23559.586279354524},{"$f":"VLOOKUP(Y19, Engine!$D$4:$K$26,8,FALSE)","v":29138.018857583636}]
[null,"Replace 1 Path",{"$f":"ISREPLACE","v":false},"10% PoE (MWh, Pr-Adjusted)",5.8177675536941651,9.7872729063018866,13.598716544594257,17.914240447418933,22.607131478781248,28.348919858760553,35.879920968347797,44.531481889139634,52.891644944110396,62.981062584148447,75.685507643472363,89.218505780527209,104.44876013678814,121.47376591638078,140.56841457900987,162.09876816412768,186.2878849174179,213.65221587150538,244.76479326618374,279.76557382975955,319.04102551352099]
[null,"Replace 2 Paths - Same",{"$f":"ISREPLACE2SAME","v":false},"50% PoE (MWh, Pr-Adjusted)",2.0276759881011888,3.4052510639145526,4.7067622867032384,6.2789395502849477,8.030132930137535,10.301545087489901,13.307696151939325,16.558217380929584,19.678924393147764,23.494717764128001,28.587180191882211,34.342468731923624,41.080600014393966,48.899574810521571,58.067715162984001,68.711769265769178,81.234611774566446,95.906743620464852,112.96823875298175,132.63640803942366,155.0568649494993]
[null,"Replace 2 Paths - different",{"$f":"ISREPLACE2DIFF","v":false},"Pr (Terminal Failure)",{"$f":"(VLOOKUP(E19,Engine!$Q$4:$BB$26,38,FALSE))","v":2.345353525120129E-2},{"$f":"(VLOOKUP(F19,Engine!$Q$4:$BB$26,38,FALSE))","v":2.4518162268828868E-2},{"$f":"(VLOOKUP(G19,Engine!$Q$4:$BB$26,38,FALSE))","v":2.5615101323137313E-2},{"$f":"(VLOOKUP(H19,Engine!$Q$4:$BB$26,38,FALSE))","v":2.6744801953362315E-2},{"$f":"(VLOOKUP(I19,Engine!$Q$4:$BB$26,38,FALSE))","v":2.7907708163343412E-2},{"$f":"(VLOOKUP(J19,Engine!$Q$4:$BB$26,38,FALSE))","v":2.9104258717465949E-2},{"$f":"(VLOOKUP(K19,Engine!$Q$4:$BB$26,38,FALSE))","v":3.0334887407009202E-2},{"$f":"(VLOOKUP(L19,Engine!$Q$4:$BB$26,38,FALSE))","v":3.1600023291127918E-2},{"$f":"(VLOOKUP(M19,Engine!$Q$4:$BB$26,38,FALSE))","v":3.290009091593081E-2},{"$f":"(VLOOKUP(N19,Engine!$Q$4:$BB$26,38,FALSE))","v":3.4235510514520839E-2},{"$f":"(VLOOKUP(O19,Engine!$Q$4:$BB$26,38,FALSE))","v":3.5606698190383555E-2},{"$f":"(VLOOKUP(P19,Engine!$Q$4:$BB$26,38,FALSE))","v":3.7014066086131135E-2},{"$f":"(VLOOKUP(Q19,Engine!$Q$4:$BB$26,38,FALSE))","v":3.8458022539297643E-2},{"$f":"(VLOOKUP(R19,Engine!$Q$4:$BB$26,38,FALSE))","v":3.9938972226631453E-2},{"$f":"(VLOOKUP(S19,Engine!$Q$4:$BB$26,38,FALSE))","v":4.1457316298121702E-2},{"$f":"(VLOOKUP(T19,Engine!$Q$4:$BB$26,38,FALSE))","v":4.3013452501827025E-2},{"$f":"(VLOOKUP(U19,Engine!$Q$4:$BB$26,38,FALSE))","v":4.4607775300427123E-2},{"$f":"(VLOOKUP(V19,Engine!$Q$4:$BB$26,38,FALSE))","v":4.6240675980303195E-2},{"$f":"(VLOOKUP(W19,Engine!$Q$4:$BB$26,38,FALSE))","v":4.7912542753849471E-2},{"$f":"(VLOOKUP(X19,Engine!$Q$4:$BB$26,38,FALSE))","v":4.9623760855631104E-2},{"$f":"(VLOOKUP(Y19,Engine!$Q$4:$BB$26,38,FALSE))","v":5.137471263293452E-2}]
[null,"Spare/Mobile Asset",{"$f":"ISSPAREREADY","v":false},"Pr (Repairable Failure)",{"$f":"VLOOKUP(E19,Engine!$Q$4:$BB$26,37,FALSE)","v":9.6327019781719571E-3},{"$f":"VLOOKUP(F19,Engine!$Q$4:$BB$26,37,FALSE)","v":1.0069959503268998E-2},{"$f":"VLOOKUP(G19,Engine!$Q$4:$BB$26,37,FALSE)","v":1.0520488043431395E-2},{"$f":"VLOOKUP(H19,Engine!$Q$4:$BB$26,37,FALSE)","v":1.0984472230845236E-2},{"$f":"VLOOKUP(I19,Engine!$Q$4:$BB$26,37,FALSE)","v":1.1462094424230327E-2},{"$f":"VLOOKUP(J19,Engine!$Q$4:$BB$26,37,FALSE)","v":1.1953534830387798E-2},{"$f":"VLOOKUP(K19,Engine!$Q$4:$BB$26,37,FALSE)","v":1.2458971613593063E-2},{"$f":"VLOOKUP(L19,Engine!$Q$4:$BB$26,37,FALSE)","v":1.2978580994570393E-2},{"$f":"VLOOKUP(M19,Engine!$Q$4:$BB$26,37,FALSE)","v":1.3512537340471583E-2},{"$f":"VLOOKUP(N19,Engine!$Q$4:$BB$26,37,FALSE)","v":1.4061013247035344E-2},{"$f":"VLOOKUP(O19,Engine!$Q$4:$BB$26,37,FALSE)","v":1.4624179613907533E-2},{"$f":"VLOOKUP(P19,Engine!$Q$4:$BB$26,37,FALSE)","v":1.5202205713946716E-2},{"$f":"VLOOKUP(Q19,Engine!$Q$4:$BB$26,37,FALSE)","v":1.5795259257211529E-2},{"$f":"VLOOKUP(R19,Engine!$Q$4:$BB$26,37,FALSE)","v":1.6403506450223627E-2},{"$f":"VLOOKUP(S19,Engine!$Q$4:$BB$26,37,FALSE)","v":1.7027112051014266E-2},{"$f":"VLOOKUP(T19,Engine!$Q$4:$BB$26,37,FALSE)","v":1.7666239420393241E-2},{"$f":"VLOOKUP(U19,Engine!$Q$4:$BB$26,37,FALSE)","v":1.8321050569818281E-2},{"$f":"VLOOKUP(V19,Engine!$Q$4:$BB$26,37,FALSE)","v":1.8991706206195953E-2},{"$f":"VLOOKUP(W19,Engine!$Q$4:$BB$26,37,FALSE)","v":1.9678365773902463E-2},{"$f":"VLOOKUP(X19,Engine!$Q$4:$BB$26,37,FALSE)","v":2.0381187494277059E-2},{"$f":"VLOOKUP(Y19,Engine!$Q$4:$BB$26,37,FALSE)","v":2.1100328402812393E-2}]
[null,"Non-Network MW",{"$f":"C15","v":0}]
[null,"Probability Reduction",{"$f":"C16","v":false}]
[]
[null,"Scenario Capture Below"]
[]
[]
[null,"Scenario: Status Quo, , ","Setting","Model Output",2019,2020,2021,2022,2023,2024,2025,2026,2027,2028,2029,2030,2031,2032,2033,2034,2035,2036,2037,2038,2039]
[]
[null,"Additional Transformer",false,"10% PoE (MWh, Pr-Adjusted)",2095.6671073728071,2328.3632346569811,2583.7571027359018,3112.6074548003817,3696.4237054759687,4758.5963708414338,6530.6553237283724,8675.6641733891483,10408.534893893629,12822.274361964259,16156.201735842387,19609.221526369023,23522.629755525919,27902.194178633366,32861.075740316082,38415.472616892926,44571.155841314634,51527.625697381271,59330.266883961092,67821.127619268009,77211.093252218314]
[null,"Replace 1 Path",false,"50% PoE (MWh, Pr-Adjusted)",316.76566328828517,350.41626092199056,382.68939717689045,438.01771438087326,503.23227371089678,600.16374037762512,757.35848861766294,961.9235682021083,1152.038148395337,1495.6731609200106,2042.3276631308606,2759.1341275568643,3738.5200682363575,5007.3100725286249,6641.446207925449,8697.8950880187858,11341.511500437638,14652.712131397024,18720.858950878632,23559.586279354524,29138.018857583636]
[null,"Replace 2 Paths - Same",false,"Pr (Terminal Failure)",2.345353525120129E-2,2.4518162268828868E-2,2.5615101323137313E-2,2.6744801953362315E-2,2.7907708163343412E-2,2.9104258717465949E-2,3.0334887407009202E-2,3.1600023291127918E-2,3.290009091593081E-2,3.4235510514520839E-2,3.5606698190383555E-2,3.7014066086131135E-2,3.8458022539297643E-2,3.9938972226631453E-2,4.1457316298121702E-2,4.3013452501827025E-2,4.4607775300427123E-2,4.6240675980303195E-2,4.7912542753849471E-2,4.9623760855631104E-2,5.137471263293452E-2]
[null,"Replace 2 Paths - different",false,"Pr (Repairable Failure)",9.6327019781719571E-3,1.0069959503268998E-2,1.0520488043431395E-2,1.0984472230845236E-2,1.1462094424230327E-2,1.1953534830387798E-2,1.2458971613593063E-2,1.2978580994570393E-2,1.3512537340471583E-2,1.4061013247035344E-2,1.4624179613907533E-2,1.5202205713946716E-2,1.5795259257211529E-2,1.6403506450223627E-2,1.7027112051014266E-2,1.7666239420393241E-2,1.8321050569818281E-2,1.8991706206195953E-2,1.9678365773902463E-2,2.0381187494277059E-2,2.1100328402812393E-2]
[null,"Spare/Mobile Asset",false]
[null,"Non-Network MW",0,"Energy at Risk (Weighted)",{"$f":"SUMPRODUCT(E34:E35,$N$10:$N$11)*VCR","v":36364.647486923321},{"$f":"SUMPRODUCT(F34:F35,$N$10:$N$11)*VCR","v":40356.903096096772},44599.095150194829,53039.274657027599,62480.471710560283,79007.375322136984,106444.50077409143,140083.71625966148,168003.4914766367,209252.62456793524,268382.70748021908,334133.4964462939,413649.67718633718,507808.15201443556,620333.64749239921,753139.07850408077,911232.90936348354,1099581.3619629825,1321441.413705152,1575194.9616136095,1862623.0846846495]
[null,"Probability Reduction",false,"Safety Risk",{"$f":"(E36+E37)*(VSL*DF_PUBLIC*POC_PUBLIC+VSL*DF_STAFF*POC_STAFF+VLTI*DF_STAFF*POC_LTI)","v":928.3241125000161},{"$f":"(F36+F37)*(VSL*DF_PUBLIC*POC_PUBLIC+VSL*DF_STAFF*POC_STAFF+VLTI*DF_STAFF*POC_LTI)","v":970.46355632787299},1013.8819562897866,1058.5971057848128,1104.6265791131957,1151.9877431901682,1200.6977680883886,1250.773636576329,1302.2321527897145,1355.0899501493991,1409.3634986201362,1465.0691113897067,1522.2229510355146,1580.8410352358878,1640.9392420750316,1702.5333149839291,1765.6388673536158,1830.2713868527387,1896.4462394771895,1964.178673356173,2033.4838223363149]
[null,null,null,"Unplanned Replacement Risk",{"$f":"E36*$F$4","v":65332.427627865836},{"$f":"F36*$F$4","v":68298.064442736286},{"$f":"G36*$F$4","v":71353.710024956788},74500.616616002546,77740.021037887913,81073.145517545592,84501.198428768941,88025.374963492781,91646.857742060936,95366.817370460572,99186.412951170903,103106.79255321837,107129.09364616165,111254.44350203428,115483.95956869014,119818.7498175279,124259.9130681582,128808.53929225942,133465.70989857777,138232.49800078577,143109.9686697204]
[null,"This scenario is the status quo, with no investment or improvements made historically.",null,"Unplanned Fault Risk",{"$f":"E37*$F$5","v":1926.5403956343914},{"$f":"F37*$F$5","v":2013.9919006537996},2104.0976086862793,2196.8944461690471,2292.4188848460653,2390.7069660775596,2491.7943227186124,2595.7161989140786,2702.5074680943167,2812.2026494070687,2924.8359227815067,3040.4411427893433,3159.0518514423056,3280.7012900447253,3405.4224102028534,3533.2478840786484,3664.2101139636561,3798.3412412391908,3935.6731547804925,4076.2374988554116,4220.0656805624785]
[null,null,null,"Option Capital Cost",0,0,0,0,0,0,0,0,0,0,0,0,0,0,0,0,0,0,0,0,0]
[null,null,null,"Total Cost",{"$f":"SUM(E39:E43)","v":104551.93962292356},{"$f":"SUM(F39:F43)","v":111639.42299581472},119070.78474012768,130795.382824984,143617.53821240747,163623.21554895031,194638.19129366736,231955.58105864466,263655.08883958164,308786.73453795235,371903.31985279161,441745.79925369128,525460.0456349767,623924.1378417504,740863.96871336736,878193.60952067131,1040922.6714129591,1234018.5138833337,1460739.2429979874,1719467.8757866067,2011986.6028572689]
[]
[null,"Scenario: Status Quo,  Spare Ready, ","Setting","Model Output",2019,2020,2021,2022,2023,2024,2025,2026,2027,2028,2029,2030,2031,2032,2033,2034,2035,2036,2037,2038,2039]
[]
[null,"Additional Transformer",false,"10% PoE (MWh, Pr-Adjusted)",1112.7819082847845,1238.0904646899444,1375.8913172018028,1660.0040937731828,1974.4116068153166,2545.8517038431851,3499.745267111764,4657.2248672032565,5597.1972028118844,6907.5779613104041,8719.7094612381406,10603.309501347698,12741.942257022185,15139.375522786879,17853.932567283508,20880.741690042749,24217.904654787522,27980.373719577728,32165.666120040714,36681.791550162889,41669.918307085783]
[null,"Replace 1 Path",false,"50% PoE (MWh, Pr-Adjusted)",168.19705619472873,186.31561047912859,203.75479346645287,233.5404389294082,268.69590403048858,320.92215534702967,405.59806308792383,515.98033257014902,618.96875310551661,805.02364189733646,1101.3077929556359,1490.7061661240123,2023.8664205990242,2716.2397155129397,3610.1529706430633,4737.9781986029484,6191.348837971349,8016.4969568930092,10265.041073564438,12947.468715351893,16049.89966732985]
[null,"Replace 2 Paths - Same",false,"Pr (Terminal Failure)",2.345353525120129E-2,2.4518162268828868E-2,2.5615101323137313E-2,2.6744801953362315E-2,2.7907708163343412E-2,2.9104258717465949E-2,3.0334887407009202E-2,3.1600023291127918E-2,3.290009091593081E-2,3.4235510514520839E-2,3.5606698190383555E-2,3.7014066086131135E-2,3.8458022539297643E-2,3.9938972226631453E-2,4.1457316298121702E-2,4.3013452501827025E-2,4.4607775300427123E-2,4.6240675980303195E-2,4.7912542753849471E-2,4.9623760855631104E-2,5.137471263293452E-2]
[null,"Replace 2 Paths - different",false,"Pr (Repairable Failure)",9.6327019781719571E-3,1.0069959503268998E-2,1.0520488043431395E-2,1.0984472230845236E-2,1.1462094424230327E-2,1.1953534830387798E-2,1.2458971613593063E-2,1.2978580994570393E-2,1.3512537340471583E-2,1.4061013247035344E-2,1.4624179613907533E-2,1.5202205713946716E-2,1.5795259257211529E-2,1.6403506450223627E-2,1.7027112051014266E-2,1.7666239420393241E-2,1.8321050569818281E-2,1.8991706206195953E-2,1.9678365773902463E-2,2.0381187494277059E-2,2.1100328402812393E-2]
[null,"Spare/Mobile Asset",true]
[null,"Non-Network MW",0,"Energy at Risk (Weighted)",{"$f":"SUMPRODUCT(E48:E49,$N$10:$N$11)*VCR","v":19309.240605497835},{"$f":"SUMPRODUCT(F48:F49,$N$10:$N$11)*VCR","v":21459.023333903882},23748.722295102591,28284.864932957429,33370.35789166746,42264.027610747667,57035.093510857434,75187.203910973069,90327.818435625173,112706.37773696093,144820.77782751093,180639.07124771219,224032.00497445057,275510.39637104335,337089.34569040098,409675.31784045184,495986.73432977265,598882.02098846459,719874.37440181302,858097.65559340233,1014947.3088858135]
[null,"Probability Reduction",false,"Safety Risk",{"$f":"(E50+E51)*(VSL*DF_PUBLIC*POC_PUBLIC+VSL*DF_STAFF*POC_STAFF+VLTI*DF_STAFF*POC_LTI)","v":928.3241125000161},970.46355632787299,1013.8819562897866,1058.5971057848128,1104.6265791131957,1151.9877431901682,1200.6977680883886,1250.773636576329,1302.2321527897145,1355.0899501493991,1409.3634986201362,1465.0691113897067,1522.2229510355146,1580.8410352358878,1640.9392420750316,1702.5333149839291,1765.6388673536158,1830.2713868527387,1896.4462394771895,1964.178673356173,2033.4838223363149]
[null,null,null,"Unplanned Replacement Risk",{"$f":"E50*$F$4","v":65332.427627865836},{"$f":"F50*$F$4","v":68298.064442736286},71353.710024956788,74500.616616002546,77740.021037887913,81073.145517545592,84501.198428768941,88025.374963492781,91646.857742060936,95366.817370460572,99186.412951170903,103106.79255321837,107129.09364616165,111254.44350203428,115483.95956869014,119818.7498175279,124259.9130681582,128808.53929225942,133465.70989857777,138232.49800078577,143109.9686697204]
[null,"This scenario models the availbility of a spare asset, reducing outage duration. This may be the status uo depending on the station configuration and if spares are already available.",null,"Unplanned Fault Risk",{"$f":"E51*$F$5","v":1926.5403956343914},{"$f":"F51*$F$5","v":2013.9919006537996},2104.0976086862793,2196.8944461690471,2292.4188848460653,2390.7069660775596,2491.7943227186124,2595.7161989140786,2702.5074680943167,2812.2026494070687,2924.8359227815067,3040.4411427893433,3159.0518514423056,3280.7012900447253,3405.4224102028534,3533.2478840786484,3664.2101139636561,3798.3412412391908,3935.6731547804925,4076.2374988554116,4220.0656805624785]
[null,null,null,"Option Capital Cost",{"$f":"$F$14","v":11400.030723453774},{"$f":"$F$14","v":11400.030723453774},11400.030723453774,11400.030723453774,11400.030723453774,11400.030723453774,11400.030723453774,11400.030723453774,11400.030723453774,11400.030723453774,11400.030723453774,11400.030723453774,11400.030723453774,11400.030723453774,11400.030723453774,11400.030723453774,11400.030723453774,11400.030723453774,11400.030723453774,11400.030723453774,11400.030723453774]
[null,null,null,"Total Cost",{"$f":"SUM(E53:E57)","v":98896.563464951862},{"$f":"SUM(F53:F57)","v":104141.57395707561},109620.44260848922,117441.0038243676,125907.45511696841,138279.89856101476,156628.81475388713,178459.09943341001,197379.44652202391,223640.51843043172,259741.42092353723,299651.40477856336,347242.40414654382,403026.41292181204,469019.69763482281,546129.87958049611,637076.52710270195,744719.20363226964,870572.23441810219,1013770.6004898534,1175710.8577818864]
[]
[null,"Scenario: Status Quo, , Online Monitor","Setting","Model Output",2019,2020,2021,2022,2023,2024,2025,2026,2027,2028,2029,2030,2031,2032,2033,2034,2035,2036,2037,2038,2039]
[]
[null,"Additional Transformer",false,"10% PoE (MWh, Pr-Adjusted)",1651.4057257817956,1833.0340461239402,2032.2527850480737,2448.0654518298907,2906.6209381463823,3744.2042638432113,5143.8517226560953,6837.830864252408,8202.8010657449649,10105.865246991447,12735.504363420383,15456.320531189001,18538.189697811213,21985.029443452109,25885.972846000703,30253.2067916003,35090.621378418204,40555.087297233789,46682.199970622125,53346.027217654912,60711.700189643678]
[null,"Replace 1 Path",false,"50% PoE (MWh, Pr-Adjusted)",245.53734173844177,271.06743659413837,295.37671099759848,337.39383974641783,386.89628113710324,460.69512132241067,581.18160261288426,738.85073713921679,884.99326171948928,1151.9525825040701,1578.0083454160117,2137.8052436173784,2904.1359966125519,3897.8725000336135,5178.5984823985873,6790.9531176948003,8864.7464244604125,11462.717767310936,14654.64392031633,18450.059239172155,22823.229402407727]
[null,"Replace 2 Paths - Same",false,"Pr (Terminal Failure)",2.345353525120129E-2,2.4518162268828868E-2,2.5615101323137313E-2,2.6744801953362315E-2,2.7907708163343412E-2,2.9104258717465949E-2,3.0334887407009202E-2,3.1600023291127918E-2,3.290009091593081E-2,3.4235510514520839E-2,3.5606698190383555E-2,3.7014066086131135E-2,3.8458022539297643E-2,3.9938972226631453E-2,4.1457316298121702E-2,4.3013452501827025E-2,4.4607775300427123E-2,4.6240675980303195E-2,4.7912542753849471E-2,4.9623760855631104E-2,5.137471263293452E-2]
[null,"Replace 2 Paths - different",false,"Pr (Repairable Failure)",9.6327019781719571E-3,1.0069959503268998E-2,1.0520488043431395E-2,1.0984472230845236E-2,1.1462094424230327E-2,1.1953534830387798E-2,1.2458971613593063E-2,1.2978580994570393E-2,1.3512537340471583E-2,1.4061013247035344E-2,1.4624179613907533E-2,1.5202205713946716E-2,1.5795259257211529E-2,1.6403506450223627E-2,1.7027112051014266E-2,1.7666239420393241E-2,1.8321050569818281E-2,1.8991706206195953E-2,1.9678365773902463E-2,2.0381187494277059E-2,2.1100328402812393E-2]
[null,"Spare/Mobile Asset",false]
[null,"Non-Network MW",0,"Energy at Risk (Weighted)",{"$f":"SUMPRODUCT(E62:E63,$N$10:$N$11)*VCR","v":28533.65636324391},31627.751255813651,34910.954440176807,41502.656027363613,48866.712881537562,61820.178668003107,83381.257627641244,109830.97459068093,131715.15038116416,164118.28408791809,210603.99576894869,262262.46632604784,324734.49609412911,398695.07737160975,487071.06944365148,591354.94544148934,715482.08101929759,863342.72806006589,1037482.063046049,1236570.0102949778,1461954.5925056171]
[null,"Probability Reduction",true,"Safety Risk",{"$f":"(E64+E65)*(VSL*DF_PUBLIC*POC_PUBLIC+VSL*DF_STAFF*POC_STAFF+VLTI*DF_STAFF*POC_LTI)","v":928.3241125000161},970.46355632787299,1013.8819562897866,1058.5971057848128,1104.6265791131957,1151.9877431901682,1200.6977680883886,1250.773636576329,1302.2321527897145,1355.0899501493991,1409.3634986201362,1465.0691113897067,1522.2229510355146,1580.8410352358878,1640.9392420750316,1702.5333149839291,1765.6388673536158,1830.2713868527387,1896.4462394771895,1964.178673356173,2033.4838223363149]
[null,null,null,"Unplanned Replacement Risk",{"$f":"E64*$F$4","v":65332.427627865836},{"$f":"F64*$F$4","v":68298.064442736286},71353.710024956788,74500.616616002546,77740.021037887913,81073.145517545592,84501.198428768941,88025.374963492781,91646.857742060936,95366.817370460572,99186.412951170903,103106.79255321837,107129.09364616165,111254.44350203428,115483.95956869014,119818.7498175279,124259.9130681582,128808.53929225942,133465.70989857777,138232.49800078577,143109.9686697204]
[null,"This scenario involves the installation of an online monitor to reduce the probability of failure of the assets. This may be the true status quo depending on what is installed at the substation.",null,"Unplanned Fault Risk",{"$f":"E65*$F$5","v":1926.5403956343914},{"$f":"F65*$F$5","v":2013.9919006537996},2104.0976086862793,2196.8944461690471,2292.4188848460653,2390.7069660775596,2491.7943227186124,2595.7161989140786,2702.5074680943167,2812.2026494070687,2924.8359227815067,3040.4411427893433,3159.0518514423056,3280.7012900447253,3405.4224102028534,3533.2478840786484,3664.2101139636561,3798.3412412391908,3935.6731547804925,4076.2374988554116,4220.0656805624785]
[null,null,null,"Option Capital Cost",{"$f":"$F$16","v":38140.626790230352},{"$f":"$F$16","v":38140.626790230352},38140.626790230352,38140.626790230352,38140.626790230352,38140.626790230352,38140.626790230352,38140.626790230352,38140.626790230352,38140.626790230352,38140.626790230352,38140.626790230352,38140.626790230352,38140.626790230352,38140.626790230352,38140.626790230352,38140.626790230352,38140.626790230352,38140.626790230352,38140.626790230352,38140.626790230352]
[null,null,null,"Total Cost",{"$f":"SUM(E67:E71)","v":134861.57528947451},{"$f":"SUM(F67:F71)","v":141050.89794576197},147523.27082034003,157399.39098555036,168144.40617361508,184576.64568504679,209715.57493744756,239843.46617989446,265507.37453433947,301793.0208481655,352265.23493175156,408015.39592367556,474685.49133299896,552951.68998915504,645742.01745484991,754550.10324831028,883312.46985900356,1035920.5067706476,1214920.5191291147,1418983.5512582054,1649458.7374684669]
[]
[null,"Scenario: Status Quo,  Spare Ready, Online Monitor","Setting","Model Output",2019,2020,2021,2022,2023,2024,2025,2026,2027,2028,2029,2030,2031,2032,2033,2034,2035,2036,2037,2038,2039]
[]
[null,"Additional Transformer",false,"10% PoE (MWh, Pr-Adjusted)",873.65887400346082,970.86957835969019,1077.6672145858415,1299.7542926226597,1545.1628017883991,1993.0194561107733,2741.7427184862372,3649.7281008324471,4384.520294935357,5409.6541036249746,6827.5733853068559,8299.0008449736961,9967.9028722040366,11836.643015605861,13950.491512512037,16304.898418235327,18897.669368700648,21818.0902995824,25063.474807435723,28560.80738598642,32419.444375812825]
[null,"Replace 1 Path",false,"50% PoE (MWh, Pr-Adjusted)",129.91455469214719,143.58327832887352,156.63919268179779,179.13059953189241,205.65861049278413,245.18722791524092,309.70281221478086,394.24038402263989,472.85587691289163,616.37445540515091,845.6098229932262,1147.3630844265767,1561.1477336037724,2098.7784612706773,2793.0583189134481,3668.9621077360061,4797.7866897299491,6214.9851741059347,7960.1420258249336,10040.381580947338,12443.699040025293]
[null,"Replace 2 Paths - Same",false,"Pr (Terminal Failure)",2.345353525120129E-2,2.4518162268828868E-2,2.5615101323137313E-2,2.6744801953362315E-2,2.7907708163343412E-2,2.9104258717465949E-2,3.0334887407009202E-2,3.1600023291127918E-2,3.290009091593081E-2,3.4235510514520839E-2,3.5606698190383555E-2,3.7014066086131135E-2,3.8458022539297643E-2,3.9938972226631453E-2,4.1457316298121702E-2,4.3013452501827025E-2,4.4607775300427123E-2,4.6240675980303195E-2,4.7912542753849471E-2,4.9623760855631104E-2,5.137471263293452E-2]
[null,"Replace 2 Paths - different",false,"Pr (Repairable Failure)",9.6327019781719571E-3,1.0069959503268998E-2,1.0520488043431395E-2,1.0984472230845236E-2,1.1462094424230327E-2,1.1953534830387798E-2,1.2458971613593063E-2,1.2978580994570393E-2,1.3512537340471583E-2,1.4061013247035344E-2,1.4624179613907533E-2,1.5202205713946716E-2,1.5795259257211529E-2,1.6403506450223627E-2,1.7027112051014266E-2,1.7666239420393241E-2,1.8321050569818281E-2,1.8991706206195953E-2,1.9678365773902463E-2,2.0381187494277059E-2,2.1100328402812393E-2]
[null,"Spare/Mobile Asset",true]
[null,"Non-Network MW",0,"Energy at Risk (Weighted)",{"$f":"SUMPRODUCT(E76:E77,$N$10:$N$11)*VCR","v":15095.898486761746},16752.049638137945,18512.839344058746,22034.985170952084,25977.121950611596,32905.397688947989,44441.100167954261,58619.115252044285,70398.14845118743,87844.363040488155,112894.90460854956,140802.45468237888,174596.53200686147,214661.09350694588,262558.72672422166,318978.61071787687,386026.65385868866,465909.39859438181,559777.22594677727,666906.7386283495,788341.4321189638]
[null,"Probability Reduction",true,"Safety Risk",{"$f":"(E78+E79)*(VSL*DF_PUBLIC*POC_PUBLIC+VSL*DF_STAFF*POC_STAFF+VLTI*DF_STAFF*POC_LTI)","v":928.3241125000161},970.46355632787299,1013.8819562897866,1058.5971057848128,1104.6265791131957,1151.9877431901682,1200.6977680883886,1250.773636576329,1302.2321527897145,1355.0899501493991,1409.3634986201362,1465.0691113897067,1522.2229510355146,1580.8410352358878,1640.9392420750316,1702.5333149839291,1765.6388673536158,1830.2713868527387,1896.4462394771895,1964.178673356173,2033.4838223363149]
[null,null,null,"Unplanned Replacement Risk",{"$f":"E78*$F$4","v":65332.427627865836},{"$f":"F78*$F$4","v":68298.064442736286},71353.710024956788,74500.616616002546,77740.021037887913,81073.145517545592,84501.198428768941,88025.374963492781,91646.857742060936,95366.817370460572,99186.412951170903,103106.79255321837,107129.09364616165,111254.44350203428,115483.95956869014,119818.7498175279,124259.9130681582,128808.53929225942,133465.70989857777,138232.49800078577,143109.9686697204]
[null,"This scenario models the cumulative benefit of two lower-cost options; installation of an online monitor to reduce the probability of failure of the assets, as well as having a spare available.",null,"Unplanned Fault Risk",{"$f":"E79*$F$5","v":1926.5403956343914},{"$f":"F79*$F$5","v":2013.9919006537996},2104.0976086862793,2196.8944461690471,2292.4188848460653,2390.7069660775596,2491.7943227186124,2595.7161989140786,2702.5074680943167,2812.2026494070687,2924.8359227815067,3040.4411427893433,3159.0518514423056,3280.7012900447253,3405.4224102028534,3533.2478840786484,3664.2101139636561,3798.3412412391908,3935.6731547804925,4076.2374988554116,4220.0656805624785]
[null,null,null,"Option Capital Cost",{"$f":"$F$14+$F$16","v":49540.657513684127},{"$f":"$F$14+$F$16","v":49540.657513684127},49540.657513684127,49540.657513684127,49540.657513684127,49540.657513684127,49540.657513684127,49540.657513684127,49540.657513684127,49540.657513684127,49540.657513684127,49540.657513684127,49540.657513684127,49540.657513684127,49540.657513684127,49540.657513684127,49540.657513684127,49540.657513684127,49540.657513684127,49540.657513684127,49540.657513684127]
[null,null,null,"Total Cost",{"$f":"SUM(E81:E85)","v":132823.84813644612},{"$f":"SUM(F81:F85)","v":137575.22705154005},142525.18644767575,149331.75085259261,156654.84596614289,167061.89542944543,182175.44820121431,200031.63756471159,215590.40332781654,236919.1305241893,265956.17449480621,297955.41500346048,335947.55796918506,380317.73684794485,432629.70545887382,493573.79924815148,565257.07342184824,649887.20802841731,748615.71275329683,860720.31031503109,987245.60780526721]
[]
[null,"Scenario: Replace 1 Asset, , ","Setting","Model Output",2019,2020,2021,2022,2023,2024,2025,2026,2027,2028,2029,2030,2031,2032,2033,2034,2035,2036,2037,2038,2039]
[]
[null,"Additional Transformer",false,"10% PoE (MWh, Pr-Adjusted)",11.516333592402496,22.997469777716638,35.768263289815842,54.791871738373949,78.213459914459975,117.36366798548174,183.64887370061859,272.8230032357709,359.89921659968149,482.90508449228639,657.50211336326174,855.59985223784906,1094.9378304722272,1379.9655386442307,1723.3945823551603,2140.9289670623702,2643.7237996225995,3248.2081921278636,3986.1237080789201,4862.5626576937611,5884.6144278134743]
[null,"Replace 1 Path",true,"50% PoE (MWh, Pr-Adjusted)",1.592536632906099,3.1497216109156465,4.7898371343048423,6.9033392917907292,9.4560479576938405,13.007459211507632,18.613186962608172,26.520547661531502,35.007575940358265,50.219407079822076,75.34388238668565,110.80042048612451,162.27612448855535,233.18336683367292,329.74920453662588,457.9675333241629,630.70441748169583,857.33161338210891,1148.6185597968513,1511.078821278682,1948.2076172462939]
[null,"Replace 2 Paths - Same",false,"Pr (Terminal Failure)",1.1967467159194074E-2,1.2537397677722176E-2,1.3128316511736909E-2,1.3741006903848847E-2,1.4376187134767975E-2,1.5034532041629229E-2,1.5716684117846776E-2,1.6423260232564945E-2,1.7154856108581348E-2,1.7912049507206516E-2,1.8695402603118493E-2,1.9505463820068916E-2,2.0342769290550726E-2,2.1207844043251475E-2,2.2101202987379071E-2,2.3023351741540542E-2,2.3974787341097436E-2,2.4955998848771116E-2,2.5967467886994548E-2,2.7009669106091538E-2,2.8083070599189228E-2]
[null,"Replace 2 Paths - different",false,"Pr (Repairable Failure)",4.915209726097566E-3,5.1492883319216075E-3,5.3919871387490869E-3,5.6436278355093484E-3,5.9045054303511315E-3,6.17489708852629E-3,6.4550666912584964E-3,6.7452675955177446E-3,7.04574447316734E-3,7.3567346190312483E-3,7.6784689262808081E-3,8.0111726403854465E-3,8.3550659586190471E-3,8.7103645177639983E-3,9.0772797983878304E-3,9.4560194652755798E-3,9.846787657950733E-3,1.0249785241459563E-2,1.0665210025015616E-2,1.1093256954287596E-2,1.153411828180986E-2]
[null,"Spare/Mobile Asset",false]
[null,"Non-Network MW",0,"Energy at Risk (Weighted)",{"$f":"SUMPRODUCT(E90:E91,$N$10:$N$11)*VCR","v":195.39933381948458},389.28900956647618,602.20468658577011,909.50088234174098,1286.3606912523844,1894.8804020366058,2912.9776639963229,4293.5865181134295,5664.6339135875169,7697.8737165802841,10689.630197822196,14292.113090497805,18903.111447489169,24681.842465793688,31977.75889264228,41171.720996934928,52791.933525620821,67329.664540369515,85514.445659075733,107606.56505140907,133801.58427940731]
[null,"Probability Reduction",false,"Safety Risk",{"$f":"(E92+E93)*(VSL*DF_PUBLIC*POC_PUBLIC+VSL*DF_STAFF*POC_STAFF+VLTI*DF_STAFF*POC_LTI)","v":473.68928438465957},496.24794077195946,519.63734438513859,543.88849707502868,569.02982940851359,595.08805239430319,622.08859683087212,650.05587927183626,679.01347926848541,708.9842654310354,739.99048942873219,772.05385864969719,805.19559397663988,839.43647678794059,874.7968879186559,911.29684046871319,948.95600780103837,987.79374771017706,1027.8291234935323,1069.0809224825607,1111.5676724655964]
[null,null,null,"Unplanned Replacement Risk",{"$f":"E92*$F$4","v":33336.709101322405},{"$f":"F92*$F$4","v":34924.313867761281},36570.383918340674,38277.101062353817,40046.466150503991,41880.359016590526,43780.569397385829,45748.815650412391,47786.757227695016,49896.003547541091,52078.120609961887,54334.636110235719,56667.043504974521,59076.805319906911,61565.355891826905,64134.10367752779,66784.433224219145,69517.706870435708,72335.266228962471,75238.433490999872,78228.512581948686]
[null,"This scenario involves the replacement of 1 of n redundant assets in the system.",null,"Unplanned Fault Risk",{"$f":"E93*$F$5","v":983.0419452195132},{"$f":"F93*$F$5","v":1029.8576663843214},1078.3974277498173,1128.7255671018697,1180.9010860702263,1234.9794177052579,1291.0133382516992,1349.053519103549,1409.148894633468,1471.3469238062496,1535.6937852561616,1602.2345280770894,1671.0131917238093,1742.0729035527997,1815.4559596775662,1891.2038930551159,1969.3575315901467,2049.9570482919125,2133.042005003123,2218.6513908575193,2306.8236563619721]
[null,null,null,"Option Capital Cost",{"$f":"$F$11","v":85984.66310354264},{"$f":"$F$11","v":85984.66310354264},85984.66310354264,85984.66310354264,85984.66310354264,85984.66310354264,85984.66310354264,85984.66310354264,85984.66310354264,85984.66310354264,85984.66310354264,85984.66310354264,85984.66310354264,85984.66310354264,85984.66310354264,85984.66310354264,85984.66310354264,85984.66310354264,85984.66310354264,85984.66310354264,85984.66310354264]
[null,null,null,"Total Cost",{"$f":"SUM(E95:E99)","v":120973.5027682887},{"$f":"SUM(F95:F99)","v":122824.37158802667},124755.28648060405,126843.8791124151,129067.42086077775,131589.96999226933,134591.31210000737,138026.17467044384,141524.21661872714,145758.87155690129,151028.0981860116,156985.70069100294,164031.02684170677,172324.82026958399,182218.03073560804,194092.9885115292,208479.34339277376,225869.78531034995,246995.24612007747,272117.39395929169,301433.15129372623]
[]
[null,"Scenario: Replace with 2 like Assets, , ","Setting","Model Output",2019,2020,2021,2022,2023,2024,2025,2026,2027,2028,2029,2030,2031,2032,2033,2034,2035,2036,2037,2038,2039]
[]
[null,"Additional Transformer",false,"10% PoE (MWh, Pr-Adjusted)",1.5599360953730899,5.575391109658403,12.096958911001241,23.347479915360022,39.707118189179617,68.535890844526818,120.39948638733425,197.22560001361984,282.925709099541,408.39976496429165,592.99615849235681,816.90014679514707,1098.8289301907316,1446.631881780191,1874.592377636553,2393.1492290408642,3012.295500066286,3756.4003006063231,4642.0582038065659,5668.9986472901455,6866.5651154721227]
[null,"Replace 1 Path",false,"50% PoE (MWh, Pr-Adjusted)",0.21543429372036924,0.76176552197813485,1.6142785364503305,2.9277830032741265,4.7725758984422528,7.54202088699002,12.105100706008066,19.012941228083456,27.284882620399706,42.137876601527765,67.486176224670245,105.16603051949531,162.21004231488311,244.15514017908271,359.97359267634158,519.11854350488147,739.69964162289853,1037.0276121335996,1428.8542040721086,1928.1765403795732,2544.04328740239]
[null,"Replace 2 Paths - Same",true,"Pr (Terminal Failure)",4.8139906718685881E-4,5.5663308661548481E-4,6.4153170033650491E-4,7.3721185433537912E-4,8.4466610619253924E-4,9.6480536579251379E-4,1.0984808286843527E-3,1.2464971740019713E-3,1.4096213012318862E-3,1.5885884998921929E-3,1.7841070158534226E-3,1.9968615540066964E-3,2.2275160418038105E-3,2.4767158598715021E-3,2.7450896766364405E-3,3.0332509812540575E-3,3.3417993817677519E-3,3.6713217172390337E-3,4.0223930201396208E-3,4.3955773565519775E-3,4.7914285654439342E-3]
[null,"Replace 2 Paths - different",false,"Pr (Repairable Failure)",1.9771747402317415E-4,2.2861716057421695E-4,2.6348623406677877E-4,3.027834401734593E-4,3.469164364719357E-4,3.9625934666478248E-4,4.5116176892393055E-4,5.119541964650954E-4,5.789516058630961E-4,6.5245599102715067E-4,7.3275823865408425E-4,8.2013956682417863E-4,9.1487266002656493E-4,1.017222585304367E-3,1.127447545761395E-3,1.2457995101579163E-3,1.3725247460831839E-3,1.5078642767231744E-3,1.6520542761287731E-3,1.8053264142981335E-3,1.9679081608073301E-3]
[null,"Spare/Mobile Asset",false]
[null,"Non-Network MW",0,"Energy at Risk (Weighted)",{"$f":"SUMPRODUCT(E104:E105,$N$10:$N$11)*VCR","v":26.459239511084085},94.32228275854753,203.49837406335519,387.13587320823956,652.21565392296964,1104.9261769429752,1906.8144857089571,3099.1053538137094,4446.062102922715,6500.2231073988623,9626.950947896783,13627.024708597679,18951.048503055783,25865.445435316589,34822.000596309954,46237.574554324317,60782.41634790691,79227.413542560811,102316.78667471698,130436.09485407936,164232.6009798047]
[null,"Probability Reduction",false,"Safety Risk",{"$f":"(E106+E107)*(VSL*DF_PUBLIC*POC_PUBLIC+VSL*DF_STAFF*POC_STAFF+VLTI*DF_STAFF*POC_LTI)","v":19.054456269303213},22.03232521604594,25.392732480490682,29.179888365244576,33.433079703831453,38.188361598438064,43.479425573355833,49.33812196734344,55.794805747256504,62.878580712671727,70.617480237327911,79.038605909687803,88.168236917765114,98.031918339993609,108.65453376228021,120.0603659534973,132.27314824846084,145.31610856761537,159.21200750987481,173.98317160894868,189.65152259487786]
[null,null,null,"Unplanned Replacement Risk",{"$f":"E106*$F$4","v":1340.9905747789837},{"$f":"F106*$F$4","v":1550.5632927862789},1787.057811724552,2053.5855087050886,2352.9112631200783,2687.572515635462,3059.9403660027197,3472.2563373319977,3926.6567133291014,4425.1897246216095,4969.8282687528399,5562.4796672530656,6204.9933637873901,6899.1671377795601,7646.7522149636661,8449.4575375276745,9308.953380280087,10226.874448611999,11204.822559347176,12244.368981213989,13347.056494176979]
[null,"This scenario involves replacing 2 of n redundant assets (n>=2) in a single station. When coupled in the time model with the 'replace 1 asset' option, this refers to the replacement of the second asset.",null,"Unplanned Fault Risk",{"$f":"E107*$F$5","v":39.543494804634832},{"$f":"F107*$F$5","v":45.723432114843391},52.697246813355754,60.556688034691859,69.383287294387145,79.251869332956502,90.232353784786113,102.39083929301908,115.79032117261922,130.49119820543012,146.55164773081685,164.02791336483574,182.97453200531299,203.44451706087338,225.489509152279,249.15990203158324,274.50494921663676,301.57285534463489,330.41085522575463,361.06528285962668,393.58163216146602]
[null,null,null,"Option Capital Cost",{"$f":"$F$12","v":171969.32620708528},{"$f":"$F$12","v":171969.32620708528},171969.32620708528,171969.32620708528,171969.32620708528,171969.32620708528,171969.32620708528,171969.32620708528,171969.32620708528,171969.32620708528,171969.32620708528,171969.32620708528,171969.32620708528,171969.32620708528,171969.32620708528,171969.32620708528,171969.32620708528,171969.32620708528,171969.32620708528,171969.32620708528,171969.32620708528]
[null,null,null,"Total Cost",{"$f":"SUM(E109:E113)","v":173395.37397244928},{"$f":"SUM(F109:F113)","v":173681.96753996098},174037.97237216705,174499.78416539854,175077.26949112656,175879.2651305951,177069.79283815509,178692.41685949135,180513.63015025697,183088.10881802384,186783.27455170304,191401.89710221055,197396.51084285154,205035.4152155823,214772.22306127346,227025.57856692234,242467.47403273737,261870.50316217035,285980.55830388505,315184.83849684719,350132.21683582326]
[]
[null,"Scenario: Replace with 2 different Assets, , ","Setting","Model Output",2019,2020,2021,2022,2023,2024,2025,2026,2027,2028,2029,2030,2031,2032,2033,2034,2035,2036,2037,2038,2039]
[]
[null,"Additional Transformer",false,"10% PoE (MWh, Pr-Adjusted)",0.32501231227945676,1.1618603209245539,2.5216760166266043,4.8690792259406832,8.2856604945231442,14.312275629023926,25.167099642754618,41.2726598247203,59.281483630245916,85.697153423359566,124.63931497739111,172.01638128617543,232.0990168288445,306.88560150859348,400.42756184501923,518.05890672578482,664.41666903097075,845.63590122610208,1072.99238690739,1351.0493487040992,1684.2286007153125]
[null,"Replace 1 Path",false,"50% PoE (MWh, Pr-Adjusted)",4.4883791242180088E-2,0.1587215551050426,0.33639888555919684,0.61024049479986175,0.99501430133667101,1.5729538695531673,2.5259601108114964,3.9705072257204908,5.7029829009633293,8.8195326488736754,14.149203282647095,22.092090499395631,34.150184099970701,51.525390515531129,76.164506873303168,110.14382273215475,157.41876358321676,221.40563315744751,306.10662534659855,414.57485358572671,549.07926641086624]
[null,"Replace 2 Paths - Same",false,"Pr (Terminal Failure)",4.8139906718685881E-4,5.5663308661548481E-4,6.4153170033650491E-4,7.3721185433537912E-4,8.4466610619253924E-4,9.6480536579251379E-4,1.0984808286843527E-3,1.2464971740019713E-3,1.4096213012318862E-3,1.5885884998921929E-3,1.7841070158534226E-3,1.9968615540066964E-3,2.2275160418038105E-3,2.4767158598715021E-3,2.7450896766364405E-3,3.0332509812540575E-3,3.3417993817677519E-3,3.6713217172390337E-3,4.0223930201396208E-3,4.3955773565519775E-3,4.7914285654439342E-3]
[null,"Replace 2 Paths - different",true,"Pr (Repairable Failure)",1.9771747402317415E-4,2.2861716057421695E-4,2.6348623406677877E-4,3.027834401734593E-4,3.469164364719357E-4,3.9625934666478248E-4,4.5116176892393055E-4,5.119541964650954E-4,5.789516058630961E-4,6.5245599102715067E-4,7.3275823865408425E-4,8.2013956682417863E-4,9.1487266002656493E-4,1.017222585304367E-3,1.127447545761395E-3,1.2457995101579163E-3,1.3725247460831839E-3,1.5078642767231744E-3,1.6520542761287731E-3,1.8053264142981335E-3,1.9679081608073301E-3]
[null,"Spare/Mobile Asset",false]
[null,"Non-Network MW",0,"Energy at Risk (Weighted)",{"$f":"SUMPRODUCT(E118:E119,$N$10:$N$11)*VCR","v":5.5127195813818055},19.65519778422431,42.417151383843958,80.726266800716544,136.07122089135214,230.67952699258433,398.45059225406595,648.29090251177763,931.16455620042893,1363.3093353609434,2022.3870851861659,2867.8865919669684,3999.54949836074,5478.9864850631138,7416.4407830796172,9942.4845574972223,13234.995461902137,17474.930752597156,22926.729849122388,29740.315562704152,38040.325092186074]
[null,"Probability Reduction",false,"Safety Risk",{"$f":"(E120+E121)*(VSL*DF_PUBLIC*POC_PUBLIC+VSL*DF_STAFF*POC_STAFF+VLTI*DF_STAFF*POC_LTI)","v":19.054456269303213},22.03232521604594,25.392732480490682,29.179888365244576,33.433079703831453,38.188361598438064,43.479425573355833,49.33812196734344,55.794805747256504,62.878580712671727,70.617480237327911,79.038605909687803,88.168236917765114,98.031918339993609,108.65453376228021,120.0603659534973,132.27314824846084,145.31610856761537,159.21200750987481,173.98317160894868,189.65152259487786]
[null,null,null,"Unplanned Replacement Risk",{"$f":"E120*$F$4","v":1340.9905747789837},{"$f":"F120*$F$4","v":1550.5632927862789},1787.057811724552,2053.5855087050886,2352.9112631200783,2687.572515635462,3059.9403660027197,3472.2563373319977,3926.6567133291014,4425.1897246216095,4969.8282687528399,5562.4796672530656,6204.9933637873901,6899.1671377795601,7646.7522149636661,8449.4575375276745,9308.953380280087,10226.874448611999,11204.822559347176,12244.368981213989,13347.056494176979]
[null,"This scenario involves replacing 2 of n redundant assets (n>=2) in a single station. When coupled in the time model with the 'replace 1 asset' option, this refers to the replacement of the second asset.",null,"Unplanned Fault Risk",{"$f":"E121*$F$5","v":39.543494804634832},{"$f":"F121*$F$5","v":45.723432114843391},52.697246813355754,60.556688034691859,69.383287294387145,79.251869332956502,90.232353784786113,102.39083929301908,115.79032117261922,130.49119820543012,146.55164773081685,164.02791336483574,182.97453200531299,203.44451706087338,225.489509152279,249.15990203158324,274.50494921663676,301.57285534463489,330.41085522575463,361.06528285962668,393.58163216146602]
[null,null,null,"Option Capital Cost",{"$f":"$F$13","v":175372.27247022078},{"$f":"$F$13","v":175372.27247022078},175372.27247022078,175372.27247022078,175372.27247022078,175372.27247022078,175372.27247022078,175372.27247022078,175372.27247022078,175372.27247022078,175372.27247022078,175372.27247022078,175372.27247022078,175372.27247022078,175372.27247022078,175372.27247022078,175372.27247022078,175372.27247022078,175372.27247022078,175372.27247022078,175372.27247022078]
[null,null,null,"Total Cost",{"$f":"SUM(E123:E127)","v":176777.37371565509},{"$f":"SUM(F123:F127)","v":177010.24671812216},177279.83741262302,177596.32082212652,177964.07132123044,178407.96474378021,178964.37520783569,179644.54867132491,180401.67886667018,181354.14130912142,182581.65695212793,184045.70524871533,185847.958101292,188051.90252846433,190769.60951117863,194133.43483323074,198322.99940986809,203520.96663534219,209993.44774142597,217892.0054686075,227342.88721134019]
[]
[null,"Scenario: Additional path, , ","Setting","Model Output",2019,2020,2021,2022,2023,2024,2025,2026,2027,2028,2029,2030,2031,2032,2033,2034,2035,2036,2037,2038,2039]
[]
[null,"Additional Bus",true,"10% PoE (MWh, Pr-Adjusted)",5.8177675536941651,9.7872729063018866,13.598716544594257,17.914240447418933,22.607131478781248,28.348919858760553,35.879920968347797,44.531481889139634,52.891644944110396,62.981062584148447,75.685507643472363,89.218505780527209,104.44876013678814,121.47376591638078,140.56841457900987,162.09876816412768,186.2878849174179,213.65221587150538,244.76479326618374,279.76557382975955,319.04102551352099]
[null,"Replace 1 Path",false,"50% PoE (MWh, Pr-Adjusted)",2.0276759881011888,3.4052510639145526,4.7067622867032384,6.2789395502849477,8.030132930137535,10.301545087489901,13.307696151939325,16.558217380929584,19.678924393147764,23.494717764128001,28.587180191882211,34.342468731923624,41.080600014393966,48.899574810521571,58.067715162984001,68.711769265769178,81.234611774566446,95.906743620464852,112.96823875298175,132.63640803942366,155.0568649494993]
[null,"Replace 2 Paths - Same",false,"Pr (Terminal Failure)",2.345379726473373E-2,2.4519750821835943E-2,2.5619660001845283E-2,2.6754433137800723E-2,2.7924912809045476E-2,2.9131897376822233E-2,3.0376152100761191E-2,3.1658415874361572E-2,3.297940571837258E-2,3.433981998056708E-2,3.5740340724992423E-2,3.7181635581580962E-2,3.8664359219253E-2,4.0189154546358921E-2,4.1756653707567482E-2,4.3367478924901379E-2,4.5022243216860568E-2,4.6721551020425175E-2,4.8465998734450809E-2,5.0256175198551668E-2,5.2092662118393078E-2]
[null,"Replace 2 Paths - different",false,"Pr (Repairable Failure)",9.6328095908727804E-3,1.0070611944682617E-2,1.0522360357900742E-2,1.098842789588244E-2,1.1469160618000818E-2,1.1964886422623415E-2,1.2475919612812629E-2,1.3002563662684216E-2,1.3545113062903026E-2,1.4103854634875764E-2,1.4679068512050463E-2,1.5271028899577896E-2,1.5880004679336049E-2,1.6506259902968837E-2,1.7150054201322356E-2,1.781164312987021E-2,1.8491278464067732E-2,1.9189208454817482E-2,1.9905678051649441E-2,2.0640929099405146E-2,2.1395200512911446E-2]
[null,"Spare/Mobile Asset",false]
[null,"Non-Network MW",0,"Energy at Risk (Weighted)",{"$f":"SUMPRODUCT(E132:E133,$N$10:$N$11)*VCR","v":135.32271985463353},227.47711168713096,315.32714459965644,417.7450950786191,530.36222147468254,672.00579150692806,858.59358740181335,1066.8704123198675,1267.5235862787467,1511.1649629453354,1826.5651695538818,2172.4337662365406,2569.4932146655578,3021.9275424038638,3541.2944724779754,4136.083675672432,4821.2153873569596,5611.4112752474248,6521.2080903728538,7558.905746524184,8733.8203569558591]
[null,"Probability Reduction",false,"Safety Risk",{"$f":"(E134+E135)*(VSL*DF_PUBLIC*POC_PUBLIC+VSL*DF_STAFF*POC_STAFF+VLTI*DF_STAFF*POC_LTI)","v":928.3344833663848},970.52643350372966,1014.0623952436765,1058.9783216932185,1105.3075633350277,1153.0817204367884,1202.3310830575224,1253.0848976474797,1305.3715449025133,1359.21866641565,1414.6532592470198,1471.7017491340555,1530.3900487989933,1590.7436054640712,1652.7874403097765,1716.5461817642251,1782.0440939670793,1849.3051013893044,1918.3528103415222,1989.2105279288835,2061.9012788847481]
[null,null,null,"Unplanned Replacement Risk",{"$f":"E134*$F$4","v":65333.157495664542},{"$f":"F134*$F$4","v":68302.489533591724},71366.408730869443,74527.445350074137,77787.946489558817,81150.136073245856,84616.14581683914,88188.033990255994,91867.797934438961,95657.382974680877,99558.689076148323,103573.57599617727,107703.86738776494,111951.35414353466,116317.79717267898,120804.92974375769,125414.45948789564,130148.070131441,135007.42300965317,139994.158400685,145109.89671028231]
[null,"This scenario involves the installation of an additional asset in parallel to increase redundancy (e.g. install a 3rd transformer in a 2-transformer station",null,"Unplanned Fault Risk",{"$f":"E135*$F$5","v":1926.561918174556},{"$f":"F135*$F$5","v":2014.1223889365233},2104.4720715801482,2197.6855791764879,2293.8321236001634,2392.977284524683,2495.1839225625258,2600.5127325368435,2709.0226125806053,2820.7709269751526,2935.8137024100924,3054.2057799155791,3176.0009358672096,3301.2519805937673,3430.0108402644714,3562.3286259740421,3698.2556928135464,3837.8416909634961,3981.1356103298881,4128.1858198810296,4279.0401025822894]
[null,null,null,"Option Capital Cost",{"$f":"$F$10","v":189052.57017419382},{"$f":"$F$10","v":189052.57017419382},189052.57017419382,189052.57017419382,189052.57017419382,189052.57017419382,189052.57017419382,189052.57017419382,189052.57017419382,189052.57017419382,189052.57017419382,189052.57017419382,189052.57017419382,189052.57017419382,189052.57017419382,189052.57017419382,189052.57017419382,189052.57017419382,189052.57017419382,189052.57017419382,189052.57017419382]
[null,null,null,"Total Cost",{"$f":"SUM(E137:E141)","v":257375.94679125393},{"$f":"SUM(F137:F141)","v":260567.18564191292},263852.84051648679,267254.4245202163,270770.01857216249,274420.77104390808,278224.82458405482,282161.07220695401,286202.28585239465,290401.1077052108,294788.29138155316,299324.48746565729,304032.32176129054,308917.84744619019,313994.46009992505,319272.45840136218,324768.54483622708,330499.19837323506,336480.68969489122,342723.03066921292,349237.22862289904]
[]
[null,"Scenario selected","Setting","Model Output",2019,2020,2021,2022,2023,2024,2025,2026,2027,2028,2029,2030,2031,2032,2033,2034,2035,2036,2037,2038,2039]
[]
[null,null,null,"Status Quo",{"$f":"E44","v":104551.93962292356},111639.42299581472,119070.78474012768,130795.382824984,143617.53821240747,163623.21554895031,194638.19129366736,231955.58105864466,263655.08883958164,308786.73453795235,371903.31985279161,441745.79925369128,525460.0456349767,623924.1378417504,740863.96871336736,878193.60952067131,1040922.6714129591,1234018.5138833337,1460739.2429979874,1719467.8757866067,2011986.6028572689]
[null,null,null,"Spare/Mobile Asset",{"$f":"E58","v":98896.563464951862},104141.57395707561,109620.44260848922,117441.0038243676,125907.45511696841,138279.89856101476,156628.81475388713,178459.09943341001,197379.44652202391,223640.51843043172,259741.42092353723,299651.40477856336,347242.40414654382,403026.41292181204,469019.69763482281,546129.87958049611,637076.52710270195,744719.20363226964,870572.23441810219,1013770.6004898534,1175710.8577818864]
[null,null,null,"Online Monitor",{"$f":"E72","v":134861.57528947451},141050.89794576197,147523.27082034003,157399.39098555036,168144.40617361508,184576.64568504679,209715.57493744756,239843.46617989446,265507.37453433947,301793.0208481655,352265.23493175156,408015.39592367556,474685.49133299896,552951.68998915504,645742.01745484991,754550.10324831028,883312.46985900356,1035920.5067706476,1214920.5191291147,1418983.5512582054,1649458.7374684669]
[null,null,null,"Spare and Online monitor",{"$f":"E86","v":132823.84813644612},137575.22705154005,142525.18644767575,149331.75085259261,156654.84596614289,167061.89542944543,182175.44820121431,200031.63756471159,215590.40332781654,236919.1305241893,265956.17449480621,297955.41500346048,335947.55796918506,380317.73684794485,432629.70545887382,493573.79924815148,565257.07342184824,649887.20802841731,748615.71275329683,860720.31031503109,987245.60780526721]
[null,null,null,"Replace 1 asset",{"$f":"E100","v":120973.5027682887},122824.37158802667,124755.28648060405,126843.8791124151,129067.42086077775,131589.96999226933,134591.31210000737,138026.17467044384,141524.21661872714,145758.87155690129,151028.0981860116,156985.70069100294,164031.02684170677,172324.82026958399,182218.03073560804,194092.9885115292,208479.34339277376,225869.78531034995,246995.24612007747,272117.39395929169,301433.15129372623]
[null,null,null,"Replace 2 Assets - same type",{"$f":"E114","v":173395.37397244928},173681.96753996098,174037.97237216705,174499.78416539854,175077.26949112656,175879.2651305951,177069.79283815509,178692.41685949135,180513.63015025697,183088.10881802384,186783.27455170304,191401.89710221055,197396.51084285154,205035.4152155823,214772.22306127346,227025.57856692234,242467.47403273737,261870.50316217035,285980.55830388505,315184.83849684719,350132.21683582326]
[null,null,null,"Replace 2 Assets - Different Type",{"$f":"E128","v":176777.37371565509},177010.24671812216,177279.83741262302,177596.32082212652,177964.07132123044,178407.96474378021,178964.37520783569,179644.54867132491,180401.67886667018,181354.14130912142,182581.65695212793,184045.70524871533,185847.958101292,188051.90252846433,190769.60951117863,194133.43483323074,198322.99940986809,203520.96663534219,209993.44774142597,217892.0054686075,227342.88721134019]
[null,null,null,"Additional Asset",{"$f":"E142","v":257375.94679125393},260567.18564191292,263852.84051648679,267254.4245202163,270770.01857216249,274420.77104390808,278224.82458405482,282161.07220695401,286202.28585239465,290401.1077052108,294788.29138155316,299324.48746565729,304032.32176129054,308917.84744619019,313994.46009992505,319272.45840136218,324768.54483622708,330499.19837323506,336480.68969489122,342723.03066921292,349237.22862289904]
[null,null,null,"Min Cost",{"$f":"MIN(E146:E153)","v":98896.563464951862},{"$f":"MIN(F146:F153)","v":104141.57395707561},{"$f":"MIN(G146:G153)","v":109620.44260848922},117441.0038243676,125907.45511696841,131589.96999226933,134591.31210000737,138026.17467044384,141524.21661872714,145758.87155690129,151028.0981860116,156985.70069100294,164031.02684170677,172324.82026958399,182218.03073560804,194092.9885115292,198322.99940986809,203520.96663534219,209993.44774142597,217892.0054686075,227342.88721134019]
[null,null,null,"Preferred option",{"$f":"INDEX($D$146:$D$153,MATCH(E154,E$146:E$153,0))","v":"Spare/Mobile Asset"},{"$f":"INDEX($D$146:$D$153,MATCH(F154,F$146:F$153,0))","v":"Spare/Mobile Asset"},{"$f":"INDEX($D$146:$D$153,MATCH(G154,G$146:G$153,0))","v":"Spare/Mobile Asset"},"Spare/Mobile Asset","Spare/Mobile Asset","Replace 1 asset","Replace 1 asset","Replace 1 asset","Replace 1 asset","Replace 1 asset","Replace 1 asset","Replace 1 asset","Replace 1 asset","Replace 1 asset","Replace 1 asset","Replace 1 asset","Replace 2 Assets - Different Type","Replace 2 Assets - Different Type","Replace 2 Assets - Different Type","Replace 2 Assets - Different Type","Replace 2 Assets - Different Type"]

{"sheet":"Workings >","index":1,"n_rows":0,"n_cols":0,"rows_kept":0,"cut":false,"hidden":false,"merged":[]}

{"sheet":"Engine","index":2,"n_rows":3336,"n_cols":61,"rows_kept":3336,"cut":false,"hidden":false,"merged":[[0,17,0,24],[31,22,31,26],[34,4,34,7],[34,8,34,12],[34,18,34,22]]}
["Substation",null,{"$f":"ZSS","v":"MC"},null,null,null,null,null,null,null,null,null,null,null,null,null,null,"Station Load and Capacity Data",null,null,null,null,null,null,null,"Asset Probability Data",null,null,null,null,null,null,null,null,null,null,{"$f":"BETA_NIL*SENSITIVITY_BETA","v":0.05},{"$f":"IF(ISREPLACE2SAME, IF(AssetType=\"Transformer\", BETA_6MONTH, BETA_4MONTH), IF(ISREPLACE2DIFF, BETA_NIL, IF(ISSPAREREADY, BETA_1MONTH, IF(AssetType=\"Transformer\", BETA_6MONTH, BETA_4MONTH))))*SENSITIVITY_BETA","v":0.24}]
["BAse Max",null,{"$f":"MAX(G34:G3336)","v":0},"Risk Table",null,null,null,null,null,null,null,null,null,"Year",null,null,"Year","Base","Peak Load","Base Load Growth","Peak Load Growth","N Rating","N-1 Cyclic","N-1 2Hr","N-2 Cyclic","N-3 Cyclic","N-4 Cyclic","Load Transfers","PoF (Tx1)","PoF (Tx2)","PoF (Tx3)","PoF (Tx4)","# of Tx","λ (Annual failure rate per asset","Age (Tx1)","Age (Tx2)","Age (Tx3)","Age (Tx4)","B12","B23","B13","B14","B24","B34","Q1","Q2","Q3","Q4","PoF (1 Path)","PoF (2 Path)","PoF (3 Path)","PoF (4 Path)","PoF (Minor Fault)","PoF(Major Fault)"]
[null,null,null,"Year","N Risk","1x Failure","2x Failure","3x Failure","4x Failure","Minor Fault","Total kWh","Feeder Fault",null,2017,null,null,2017,{"$f":"MAX($G$34:$G$3336)","v":0},{"$f":"MAX($G$34:$G$3336)","v":0},null,null,{"$f":"V4","v":82.994318181818187},55.32954545454546,59.911363636363632,27.66477272727273,0,0,null,null,null,null,null,null,null,null,null,null,null,null,null,null,null,null,null,null,null,null,null,{"$f":"AW4","v":9.6802862236113028E-3},{"$f":"AX4","v":1.2942382699674283E-3},{"$f":"AY4","v":1.2779191127647584E-5},{"$f":"AZ4","v":false},null,null,"Year","N-1 Rating","N-2 Rating","Load at Risk N-2","Hours 2x Failure","Energy at risk N-2","EUSE (all)"]
[null,null,null,2018,{"$f":"SUMIFS($T$37:$T$3336,$A$37:$A$3336,$D4)","v":0},{"$f":"SUMIFS($U$37:$U$3336,$A$37:$A$3336,$D4)","v":0},{"$f":"SUMIFS($V$37:$V$3336,$A$37:$A$3336,$D4)","v":0},{"$f":"SUMIFS($W$37:$W$3336,$A$37:$A$3336,$D4)","v":111.87631280971667},{"$f":"SUMIFS($X$37:$X$3336,$A$37:$A$3336,$D4)","v":0},{"$f":"SUMIFS($Y$37:$Y$3336,$A$37:$A$3336,$D4)","v":0},{"$f":"(SUM(E4:I4,L4))","v":111.87631280971667},{"$f":"HLOOKUP(D4,Assets!$E$21:$AA$30,10,FALSE)","v":0},null,2018,null,null,2018,{"$f":"S4","v":53.294422113170455},{"$f":"Load!K6*SENSITIVITY_FORECAST_FACTOR","v":53.294422113170455},{"$f":"R4/$C$2-1","v":{"$error":"#DIV/0!"}},{"$f":"S4/($C$2)-1","v":{"$error":"#DIV/0!"}},{"$f":"HLOOKUP($Q4,Assets!$E$2:$AA$18,11,FALSE)","v":82.994318181818187},{"$f":"HLOOKUP($Q4,Assets!$E$2:$AA$18,14,FALSE)","v":55.32954545454546},{"$f":"HLOOKUP($Q4,Assets!$E$2:$AA$18,13,FALSE)","v":59.911363636363632},{"$f":"HLOOKUP($Q4,Assets!$E$2:$AA$18,15,FALSE)","v":27.66477272727273},{"$f":"HLOOKUP($Q4,Assets!$E$2:$AA$18,16,FALSE)","v":0},{"$f":"HLOOKUP($Q4,Assets!$E$2:$AA$18,17,FALSE)","v":0},{"$f":"IF($AB$30=\"Yes\",VLOOKUP(Engine!Q4,Load!$A$6:$P$29,16,FALSE),0)+NN_LOAD_TRANSFER","v":18.676353193009618},{"$f":"HLOOKUP($Q4, Assets!$E$2:$AA$6,2,FALSE)","v":1.1003148474222117E-2},{"$f":"HLOOKUP($Q4, Assets!$E$2:$AA$6,3,FALSE)","v":1.1003148474222117E-2},{"$f":"HLOOKUP($Q4, Assets!$E$2:$AA$6,4,FALSE)","v":4.1446791643344282E-4},{"$f":"HLOOKUP($Q4, Assets!$E$2:$AA$6,5,FALSE)","v":true},{"$f":"COUNTIF(AC4:AF4, \"<>\"&TRUE)","v":3},{"$f":"(AC4*AD4*AE4*AF4)^(1/AG4)*SENSITIVITY_PoF_FACTOR*IF(ISPROBABILITYREDUCED,0.8,1)","v":3.6884306434030491E-3},{"$f":"HLOOKUP($Q4, Assets!$E$2:$AA$10,6,FALSE)","v":1958},{"$f":"HLOOKUP($Q4, Assets!$E$2:$AA$10,7,FALSE)","v":1958},{"$f":"HLOOKUP($Q4, Assets!$E$2:$AA$10,8,FALSE)","v":2001},{"$f":"HLOOKUP($Q4, Assets!$E$2:$AA$10,9,FALSE)","v":9999},{"$f":"IF(OR(AI4=9999,AJ4=9999), TRUE, IFERROR(IF(ABS(AI4-AJ4)>1, $AK$1,$AL$1),0))","v":0.24},{"$f":"IF(OR(AJ4=9999,AK4=9999), TRUE, IFERROR(IF(ABS(AJ4-AK4)>1, $AK$1,$AL$1),0))","v":0.05},{"$f":"IF(OR(AI4=9999,AK4=9999), TRUE, IFERROR(IF(ABS(AI4-AK4)>1, $AK$1,$AL$1),0))","v":0.05},{"$f":"IF(OR(AI4=9999,AL4=9999), TRUE, IFERROR(IF(ABS(AI4-AL4)>1, $AK$1,$AL$1),0))","v":true},{"$f":"IF(OR(AJ4=9999,AL4=9999), TRUE, IFERROR(IF(ABS(AJ4-AL4)>1, $AK$1,$AL$1),0))","v":true},{"$f":"IF(OR(AK4=9999,AL4=9999), TRUE, IFERROR(IF(ABS(AK4-AL4)>1, $AK$1,$AL$1),0))","v":true},{"$f":"IF(AG4=1,AH4,(1-MAX(AM4:AR4))*AH4)","v":2.8032072889863173E-3},{"$f":"IF(AG4=1,0,IF(AG4=2,MAX(AM4:AR4)*AH4,IF(AG4=3,0.5*MAX(AM4:AR4)*(1-$AK$1)*AH4, IF(AG4=4,0.33*MAX(AM4:AR4)*$AK$1*(1-$AK$1)*AH4,FALSE))))","v":4.2048109334794754E-4},{"$f":"IF(AG4=1,FALSE,IF(AG4=2,FALSE,IF(AG4=3,MAX(AN4:AS4)*$AK$1*AH4,IF(AG4=4,0.33*MAX(AN4:AS4)*$AK$1*(1-$AK$1)*AH4,FALSE))))","v":9.2210766085076238E-6},{"$f":"IF(AG4=4,MAX(AM4:AR4)*$AK$1*$AK$1*AH4,FALSE)","v":false},{"$f":"IF(AG4=1,AH4,IF(AG4=2,2*AS4+AT4,IF(AG4=3,3*AS4+3*AT4+AU4,IF(AG4=4,4*AS4+6*AT4+4*AU4+AV4))))","v":9.6802862236113028E-3},{"$f":"IF(AG4=1,FALSE,IF(AG4=2,AS4^2+AT4,IF(AG4=3,3*AS4^2+3*AT4+AU4,IF(AG4=4,6*AS4^2+6*AT4+4*AU4+AV4))))","v":1.2942382699674283E-3},{"$f":"IF(AG4=3,AS4^3+3*AS4*AT4+AU4,IF(AG4=4,4*AS4^3+12*AS4*AT4+3*AT4^2+4*AU4+AV4,FALSE))","v":1.2779191127647584E-5},{"$f":"IF(AG4=4,AS4^4+3*AT4^2+4*AS4*AU4+AV4+6*AS4^2*AT4,FALSE)","v":false},{"$f":"(IF(AC4<>TRUE,VLOOKUP(AC4,MAJORMINORPOF,2,FALSE),0)+IF(AD4<>TRUE,VLOOKUP(AD4,MAJORMINORPOF,2,FALSE),0)+IF(AE4<>TRUE,VLOOKUP(AE4,MAJORMINORPOF,2,FALSE),0)+IF(AF4<>TRUE,VLOOKUP(AF4,MAJORMINORPOF,2,FALSE),0))","v":9.2085284266461877E-3},{"$f":"SUM(AC4:AF4)","v":2.2420764864877676E-2},{"$f":"D4","v":2018},{"$f":"W4","v":55.32954545454546},{"$f":"X4","v":59.911363636363632},{"$f":"S4-Y4","v":25.629649385897725},{"$f":"COUNTIF((OFFSET(Origin,$P4,19):OFFSET(Origin,$P5-1,19)),\">0\")","v":{"$error":"#REF!"}},{"$f":"SUM(OFFSET(Origin,$P4,19):OFFSET(Origin,$P5-1,19))","v":{"$error":"#REF!"}},{"$f":"SUM(E4:I4,L4)","v":111.87631280971667}]
[null,null,null,2019,0,0,{"$f":"SUMIFS($V$37:$V$3336,$A$37:$A$3336,$D5)","v":0.4785425505047145},316.28712073778047,0,0,{"$f":"(SUM(E5:I5,L5))","v":316.76566328828517},{"$f":"HLOOKUP(D5,Assets!$E$21:$AA$30,10,FALSE)","v":0},null,2019,null,null,2019,{"$f":"S5","v":57.889373709675795},{"$f":"Load!K7*SENSITIVITY_FORECAST_FACTOR","v":57.889373709675795},{"$f":"R5/$C$2-1","v":{"$error":"#DIV/0!"}},{"$f":"S5/($C$2)-1","v":{"$error":"#DIV/0!"}},{"$f":"HLOOKUP($Q5,Assets!$E$2:$AA$18,11,FALSE)","v":82.994318181818187},{"$f":"HLOOKUP($Q5,Assets!$E$2:$AA$18,14,FALSE)","v":55.32954545454546},{"$f":"HLOOKUP($Q5,Assets!$E$2:$AA$18,13,FALSE)","v":59.911363636363632},{"$f":"HLOOKUP($Q5,Assets!$E$2:$AA$18,15,FALSE)","v":27.66477272727273},{"$f":"HLOOKUP($Q5,Assets!$E$2:$AA$18,16,FALSE)","v":0},{"$f":"HLOOKUP($Q5,Assets!$E$2:$AA$18,17,FALSE)","v":0},{"$f":"IF($AB$30=\"Yes\",VLOOKUP(Engine!Q5,Load!$A$6:$P$29,16,FALSE),0)+NN_LOAD_TRANSFER","v":18.470509383611176},{"$f":"HLOOKUP($Q5, Assets!$E$2:$AA$6,2,FALSE)","v":1.1486330105539655E-2},{"$f":"HLOOKUP($Q5, Assets!$E$2:$AA$6,3,FALSE)","v":1.1486330105539655E-2},{"$f":"HLOOKUP($Q5, Assets!$E$2:$AA$6,4,FALSE)","v":4.8087504012197971E-4},{"$f":"HLOOKUP($Q5, Assets!$E$2:$AA$6,5,FALSE)","v":true},{"$f":"COUNTIF(AC5:AF5, \"<>\"&TRUE)","v":3},{"$f":"(AC5*AD5*AE5*AF5)^(1/AG5)*SENSITIVITY_PoF_FACTOR*IF(ISPROBABILITYREDUCED,0.8,1)","v":3.9883960186490987E-3},{"$f":"HLOOKUP($Q5, Assets!$E$2:$AA$10,6,FALSE)","v":1958},{"$f":"HLOOKUP($Q5, Assets!$E$2:$AA$10,7,FALSE)","v":1958},{"$f":"HLOOKUP($Q5, Assets!$E$2:$AA$10,8,FALSE)","v":2001},{"$f":"HLOOKUP($Q5, Assets!$E$2:$AA$10,9,FALSE)","v":9999},{"$f":"IF(OR(AI5=9999,AJ5=9999), TRUE, IFERROR(IF(ABS(AI5-AJ5)>1, $AK$1,$AL$1),0))","v":0.24},0.05,{"$f":"IF(OR(AI5=9999,AK5=9999), TRUE, IFERROR(IF(ABS(AI5-AK5)>1, $AK$1,$AL$1),0))","v":0.05},true,true,true,{"$f":"IF(AG5=1,AH5,(1-MAX(AM5:AR5))*AH5)","v":3.031180974173315E-3},{"$f":"IF(AG5=1,0,IF(AG5=2,MAX(AM5:AR5)*AH5,IF(AG5=3,0.5*MAX(AM5:AR5)*(1-$AK$1)*AH5, IF(AG5=4,0.33*MAX(AM5:AR5)*$AK$1*(1-$AK$1)*AH5,FALSE))))","v":4.5467714612599722E-4},{"$f":"AT5*$AK$1","v":2.2733857306299862E-5},{"$f":"IF(AG5=4,MAX(AM5:AR5)*$AK$1*$AK$1*AH5,FALSE)","v":false},{"$f":"IF(AG5=1,AH5,IF(AG5=2,2*AS5+AT5,IF(AG5=3,3*AS5+3*AT5+AU5,IF(AG5=4,4*AS5+6*AT5+4*AU5+AV5))))","v":1.0480308218204237E-2},{"$f":"IF(AG5=1,FALSE,IF(AG5=2,AS5^2+AT5,IF(AG5=3,3*AS5^2+3*AT5+AU5,IF(AG5=4,6*AS5^2+6*AT5+4*AU5+AV5))))","v":1.4143294699788622E-3},{"$f":"IF(AG5=3,AS5^3+3*AS5*AT5+AU5,IF(AG5=4,4*AS5^3+12*AS5*AT5+3*AT5^2+4*AU5+AV5,FALSE))","v":2.6896334117382322E-5},{"$f":"IF(AG5=4,AS5^4+3*AT5^2+4*AS5*AU5+AV5+6*AS5^2*AT5,FALSE)","v":false},{"$f":"(IF(AC5<>TRUE,VLOOKUP(AC5,MAJORMINORPOF,2,FALSE),0)+IF(AD5<>TRUE,VLOOKUP(AD5,MAJORMINORPOF,2,FALSE),0)+IF(AE5<>TRUE,VLOOKUP(AE5,MAJORMINORPOF,2,FALSE),0)+IF(AF5<>TRUE,VLOOKUP(AF5,MAJORMINORPOF,2,FALSE),0))","v":9.6327019781719571E-3},{"$f":"SUM(AC5:AF5)","v":2.345353525120129E-2},{"$f":"D5","v":2019},{"$f":"W5","v":55.32954545454546},{"$f":"X5","v":59.911363636363632},30.224600982403064,{"$f":"COUNTIF((OFFSET(Origin,$P5,19):OFFSET(Origin,$P6-1,19)),\">0\")","v":{"$error":"#REF!"}},{"$f":"SUM(OFFSET(Origin,$P5,19):OFFSET(Origin,$P6-1,19))","v":{"$error":"#REF!"}},{"$f":"SUM(E5:I5,L5)","v":316.76566328828517}]
[null,null,null,2020,0,0,{"$f":"SUMIFS($V$37:$V$3336,$A$37:$A$3336,$D6)","v":1.4396915284482812},348.97656939354226,0,0,{"$f":"(SUM(E6:I6,L6))","v":350.41626092199056},{"$f":"HLOOKUP(D6,Assets!$E$21:$AA$30,10,FALSE)","v":0},null,2020,null,null,2020,{"$f":"S6","v":57.574840288842218},{"$f":"Load!K8*SENSITIVITY_FORECAST_FACTOR","v":57.574840288842218},{"$error":"#DIV/0!"},{"$error":"#DIV/0!"},{"$f":"HLOOKUP($Q6,Assets!$E$2:$AA$18,11,FALSE)","v":82.994318181818187},{"$f":"HLOOKUP($Q6,Assets!$E$2:$AA$18,14,FALSE)","v":55.32954545454546},{"$f":"HLOOKUP($Q6,Assets!$E$2:$AA$18,13,FALSE)","v":59.911363636363632},{"$f":"HLOOKUP($Q6,Assets!$E$2:$AA$18,15,FALSE)","v":27.66477272727273},{"$f":"HLOOKUP($Q6,Assets!$E$2:$AA$18,16,FALSE)","v":0},{"$f":"HLOOKUP($Q6,Assets!$E$2:$AA$18,17,FALSE)","v":0},{"$f":"IF($AB$30=\"Yes\",VLOOKUP(Engine!Q6,Load!$A$6:$P$29,16,FALSE),0)+NN_LOAD_TRANSFER","v":18.266934308019049},{"$f":"HLOOKUP($Q6, Assets!$E$2:$AA$6,2,FALSE)","v":1.1982353144113765E-2},{"$f":"HLOOKUP($Q6, Assets!$E$2:$AA$6,3,FALSE)","v":1.1982353144113765E-2},{"$f":"HLOOKUP($Q6, Assets!$E$2:$AA$6,4,FALSE)","v":5.5345598060133636E-4},{"$f":"HLOOKUP($Q6, Assets!$E$2:$AA$6,5,FALSE)","v":true},3,4.2992144115400182E-3,{"$f":"HLOOKUP($Q6, Assets!$E$2:$AA$10,6,FALSE)","v":1958},{"$f":"HLOOKUP($Q6, Assets!$E$2:$AA$10,7,FALSE)","v":1958},{"$f":"HLOOKUP($Q6, Assets!$E$2:$AA$10,8,FALSE)","v":2001},{"$f":"HLOOKUP($Q6, Assets!$E$2:$AA$10,9,FALSE)","v":9999},0.24,0.05,0.05,true,true,true,{"$f":"IF(AG6=1,AH6,(1-MAX(AM6:AR6))*AH6)","v":3.2674029527704138E-3},4.9011044291556206E-4,2.4505522145778105E-5,false,1.1297045709203705E-2,1.5268646170597828E-3,2.9344569610124451E-5,false,1.0069959503268998E-2,2.4518162268828868E-2,2020,55.32954545454546,59.911363636363632,29.910067561569488,{"$f":"COUNTIF((OFFSET(Origin,$P6,19):OFFSET(Origin,$P7-1,19)),\">0\")","v":{"$error":"#REF!"}},{"$f":"SUM(OFFSET(Origin,$P6,19):OFFSET(Origin,$P7-1,19))","v":{"$error":"#REF!"}},350.41626092199056]
[null,null,null,2021,0,0,0.69366119742777399,381.99573597946267,0,0,{"$f":"(SUM(E7:I7,L7))","v":382.68939717689045},{"$f":"HLOOKUP(D7,Assets!$E$21:$AA$30,10,FALSE)","v":0},null,2021,null,null,2021,57.367320173818619,{"$f":"Load!K9*SENSITIVITY_FORECAST_FACTOR","v":57.367320173818619},{"$error":"#DIV/0!"},{"$error":"#DIV/0!"},{"$f":"HLOOKUP($Q7,Assets!$E$2:$AA$18,11,FALSE)","v":82.994318181818187},{"$f":"HLOOKUP($Q7,Assets!$E$2:$AA$18,14,FALSE)","v":55.32954545454546},{"$f":"HLOOKUP($Q7,Assets!$E$2:$AA$18,13,FALSE)","v":59.911363636363632},{"$f":"HLOOKUP($Q7,Assets!$E$2:$AA$18,15,FALSE)","v":27.66477272727273},{"$f":"HLOOKUP($Q7,Assets!$E$2:$AA$18,16,FALSE)","v":0},{"$f":"HLOOKUP($Q7,Assets!$E$2:$AA$18,17,FALSE)","v":0},{"$f":"IF($AB$30=\"Yes\",VLOOKUP(Engine!Q7,Load!$A$6:$P$29,16,FALSE),0)+NN_LOAD_TRANSFER","v":18.06560296109415},{"$f":"HLOOKUP($Q7, Assets!$E$2:$AA$6,2,FALSE)","v":1.2491343490108376E-2},{"$f":"HLOOKUP($Q7, Assets!$E$2:$AA$6,3,FALSE)","v":1.2491343490108376E-2},{"$f":"HLOOKUP($Q7, Assets!$E$2:$AA$6,4,FALSE)","v":6.3241434292056139E-4},{"$f":"HLOOKUP($Q7, Assets!$E$2:$AA$6,5,FALSE)","v":true},{"$f":"COUNTIF(AC7:AF7, \"<>\"&TRUE)","v":3},4.6210429413024506E-3,{"$f":"HLOOKUP($Q7, Assets!$E$2:$AA$10,6,FALSE)","v":1958},{"$f":"HLOOKUP($Q7, Assets!$E$2:$AA$10,7,FALSE)","v":1958},{"$f":"HLOOKUP($Q7, Assets!$E$2:$AA$10,8,FALSE)","v":2001},{"$f":"HLOOKUP($Q7, Assets!$E$2:$AA$10,9,FALSE)","v":9999},0.24,0.05,{"$f":"IF(OR(AI7=9999,AK7=9999), TRUE, IFERROR(IF(ABS(AI7-AK7)>1, $AK$1,$AL$1),0))","v":0.05},{"$f":"IF(OR(AI7=9999,AL7=9999), TRUE, IFERROR(IF(ABS(AI7-AL7)>1, $AK$1,$AL$1),0))","v":true},{"$f":"IF(OR(AJ7=9999,AL7=9999), TRUE, IFERROR(IF(ABS(AJ7-AL7)>1, $AK$1,$AL$1),0))","v":true},true,3.5119926353898625E-3,5.2679889530847935E-4,2.6339944765423968E-5,false,1.2142714536860449E-2,1.6437389075039596E-3,3.1933603528608736E-5,false,1.0520488043431395E-2,2.5615101323137313E-2,2021,55.32954545454546,59.911363636363632,29.702547446545889,{"$f":"COUNTIF((OFFSET(Origin,$P7,19):OFFSET(Origin,$P8-1,19)),\">0\")","v":{"$error":"#REF!"}},{"$f":"SUM(OFFSET(Origin,$P7,19):OFFSET(Origin,$P8-1,19))","v":{"$error":"#REF!"}},382.68939717689045]
[null,null,null,2022,0,0,2.6330073655926913,435.38470701528058,0,0,438.01771438087326,{"$f":"HLOOKUP(D8,Assets!$E$21:$AA$30,10,FALSE)","v":0},null,2022,null,null,2022,57.53536343616998,{"$f":"Load!K10*SENSITIVITY_FORECAST_FACTOR","v":57.53536343616998},{"$error":"#DIV/0!"},{"$error":"#DIV/0!"},{"$f":"HLOOKUP($Q8,Assets!$E$2:$AA$18,11,FALSE)","v":82.994318181818187},{"$f":"HLOOKUP($Q8,Assets!$E$2:$AA$18,14,FALSE)","v":55.32954545454546},{"$f":"HLOOKUP($Q8,Assets!$E$2:$AA$18,13,FALSE)","v":59.911363636363632},{"$f":"HLOOKUP($Q8,Assets!$E$2:$AA$18,15,FALSE)","v":27.66477272727273},{"$f":"HLOOKUP($Q8,Assets!$E$2:$AA$18,16,FALSE)","v":0},{"$f":"HLOOKUP($Q8,Assets!$E$2:$AA$18,17,FALSE)","v":0},{"$f":"IF($AB$30=\"Yes\",VLOOKUP(Engine!Q8,Load!$A$6:$P$29,16,FALSE),0)+NN_LOAD_TRANSFER","v":17.866490613294726},{"$f":"HLOOKUP($Q8, Assets!$E$2:$AA$6,2,FALSE)","v":1.3013426233951877E-2},{"$f":"HLOOKUP($Q8, Assets!$E$2:$AA$6,3,FALSE)","v":1.3013426233951877E-2},{"$f":"HLOOKUP($Q8, Assets!$E$2:$AA$6,4,FALSE)","v":7.1794948545856089E-4},{"$f":"HLOOKUP($Q8, Assets!$E$2:$AA$6,5,FALSE)","v":true},{"$f":"COUNTIF(AC8:AF8, \"<>\"&TRUE)","v":3},4.9540349478465213E-3,{"$f":"HLOOKUP($Q8, Assets!$E$2:$AA$10,6,FALSE)","v":1958},{"$f":"HLOOKUP($Q8, Assets!$E$2:$AA$10,7,FALSE)","v":1958},{"$f":"HLOOKUP($Q8, Assets!$E$2:$AA$10,8,FALSE)","v":2001},{"$f":"HLOOKUP($Q8, Assets!$E$2:$AA$10,9,FALSE)","v":9999},0.24,0.05,{"$f":"IF(OR(AI8=9999,AK8=9999), TRUE, IFERROR(IF(ABS(AI8-AK8)>1, $AK$1,$AL$1),0))","v":0.05},true,true,true,3.765066560363356E-3,5.6475998405450343E-4,2.8237999202725173E-5,false,1.3017717632456304E-2,1.7650451299781344E-3,3.4670448547209451E-5,false,1.0984472230845236E-2,2.6744801953362315E-2,2022,55.32954545454546,59.911363636363632,29.87059070889725,{"$f":"COUNTIF((OFFSET(Origin,$P8,19):OFFSET(Origin,$P9-1,19)),\">0\")","v":{"$error":"#REF!"}},{"$f":"SUM(OFFSET(Origin,$P8,19):OFFSET(Origin,$P9-1,19))","v":{"$error":"#REF!"}},438.01771438087326]
[null,null,null,2023,0,0,7.3920170285546138,495.84025668234216,0,0,503.23227371089678,{"$f":"HLOOKUP(D9,Assets!$E$21:$AA$30,10,FALSE)","v":0},null,2023,null,null,2023,58.357593530964749,{"$f":"Load!K11*SENSITIVITY_FORECAST_FACTOR","v":58.357593530964749},{"$error":"#DIV/0!"},{"$f":"S9/($C$2)-1","v":{"$error":"#DIV/0!"}},{"$f":"HLOOKUP($Q9,Assets!$E$2:$AA$18,11,FALSE)","v":82.994318181818187},{"$f":"HLOOKUP($Q9,Assets!$E$2:$AA$18,14,FALSE)","v":55.32954545454546},{"$f":"HLOOKUP($Q9,Assets!$E$2:$AA$18,13,FALSE)","v":59.911363636363632},{"$f":"HLOOKUP($Q9,Assets!$E$2:$AA$18,15,FALSE)","v":27.66477272727273},{"$f":"HLOOKUP($Q9,Assets!$E$2:$AA$18,16,FALSE)","v":0},{"$f":"HLOOKUP($Q9,Assets!$E$2:$AA$18,17,FALSE)","v":0},{"$f":"IF($AB$30=\"Yes\",VLOOKUP(Engine!Q9,Load!$A$6:$P$29,16,FALSE),0)+NN_LOAD_TRANSFER","v":17.669572807638822},{"$f":"HLOOKUP($Q9, Assets!$E$2:$AA$6,2,FALSE)","v":1.3548725674277499E-2},{"$f":"HLOOKUP($Q9, Assets!$E$2:$AA$6,3,FALSE)","v":1.3548725674277499E-2},{"$f":"HLOOKUP($Q9, Assets!$E$2:$AA$6,4,FALSE)","v":8.1025681478841152E-4},{"$f":"HLOOKUP($Q9, Assets!$E$2:$AA$6,5,FALSE)","v":true},3,5.2983404862505063E-3,{"$f":"HLOOKUP($Q9, Assets!$E$2:$AA$10,6,FALSE)","v":1958},{"$f":"HLOOKUP($Q9, Assets!$E$2:$AA$10,7,FALSE)","v":1958},{"$f":"HLOOKUP($Q9, Assets!$E$2:$AA$10,8,FALSE)","v":2001},{"$f":"HLOOKUP($Q9, Assets!$E$2:$AA$10,9,FALSE)","v":9999},0.24,0.05,0.05,true,true,true,4.0267387695503845E-3,6.0401081543255773E-4,3.0200540771627888E-5,false,1.3922449295720457E-2,1.8908768624239015E-3,3.7562414134415133E-5,false,1.1462094424230327E-2,2.7907708163343412E-2,2023,55.32954545454546,59.911363636363632,30.692820803692019,{"$f":"COUNTIF((OFFSET(Origin,$P9,19):OFFSET(Origin,$P10-1,19)),\">0\")","v":{"$error":"#REF!"}},{"$f":"SUM(OFFSET(Origin,$P9,19):OFFSET(Origin,$P10-1,19))","v":{"$error":"#REF!"}},503.23227371089678]
[null,null,null,2024,0,0,18.907751946605959,581.2559884310192,0,0,600.16374037762512,{"$f":"HLOOKUP(D10,Assets!$E$21:$AA$30,10,FALSE)","v":0},null,2024,null,null,2024,58.59997557001526,{"$f":"Load!K12*SENSITIVITY_FORECAST_FACTOR","v":58.59997557001526},{"$error":"#DIV/0!"},{"$f":"S10/($C$2)-1","v":{"$error":"#DIV/0!"}},{"$f":"HLOOKUP($Q10,Assets!$E$2:$AA$18,11,FALSE)","v":82.994318181818187},{"$f":"HLOOKUP($Q10,Assets!$E$2:$AA$18,14,FALSE)","v":55.32954545454546},{"$f":"HLOOKUP($Q10,Assets!$E$2:$AA$18,13,FALSE)","v":59.911363636363632},{"$f":"HLOOKUP($Q10,Assets!$E$2:$AA$18,15,FALSE)","v":27.66477272727273},{"$f":"HLOOKUP($Q10,Assets!$E$2:$AA$18,16,FALSE)","v":0},{"$f":"HLOOKUP($Q10,Assets!$E$2:$AA$18,17,FALSE)","v":0},{"$f":"IF($AB$30=\"Yes\",VLOOKUP(Engine!Q10,Load!$A$6:$P$29,16,FALSE),0)+NN_LOAD_TRANSFER","v":17.474825356700226},{"$f":"HLOOKUP($Q10, Assets!$E$2:$AA$6,2,FALSE)","v":1.4097365335193001E-2},{"$f":"HLOOKUP($Q10, Assets!$E$2:$AA$6,3,FALSE)","v":1.4097365335193001E-2},{"$f":"HLOOKUP($Q10, Assets!$E$2:$AA$6,4,FALSE)","v":9.09528047079946E-4},{"$f":"HLOOKUP($Q10, Assets!$E$2:$AA$6,5,FALSE)","v":true},3,5.6541067242639794E-3,{"$f":"HLOOKUP($Q10, Assets!$E$2:$AA$10,6,FALSE)","v":1958},{"$f":"HLOOKUP($Q10, Assets!$E$2:$AA$10,7,FALSE)","v":1958},{"$f":"HLOOKUP($Q10, Assets!$E$2:$AA$10,8,FALSE)","v":2001},{"$f":"HLOOKUP($Q10, Assets!$E$2:$AA$10,9,FALSE)","v":9999},0.24,{"$f":"IF(OR(AJ10=9999,AK10=9999), TRUE, IFERROR(IF(ABS(AJ10-AK10)>1, $AK$1,$AL$1),0))","v":0.05},0.05,true,true,true,4.2971211104406246E-3,{"$f":"IF(AG10=1,0,IF(AG10=2,MAX(AM10:AR10)*AH10,IF(AG10=3,0.5*MAX(AM10:AR10)*(1-$AK$1)*AH10, IF(AG10=4,0.33*MAX(AM10:AR10)*$AK$1*(1-$AK$1)*AH10,FALSE))))","v":6.4456816656609359E-4},3.2228408328304678E-5,false,1.4857296239348458E-2,2.0213286575399688E-3,4.0617118170199735E-5,false,1.1953534830387798E-2,2.9104258717465949E-2,2024,55.32954545454546,59.911363636363632,30.93520284274253,{"$f":"COUNTIF((OFFSET(Origin,$P10,19):OFFSET(Origin,$P11-1,19)),\">0\")","v":{"$error":"#REF!"}},{"$f":"SUM(OFFSET(Origin,$P10,19):OFFSET(Origin,$P11-1,19))","v":{"$error":"#REF!"}},{"$f":"SUM(E10:I10,L10)","v":600.16374037762512}]
[null,null,null,2025,0,0,59.928309731045431,697.43017888661745,0,0,757.35848861766294,{"$f":"HLOOKUP(D11,Assets!$E$21:$AA$30,10,FALSE)","v":0},null,2025,null,null,2025,59.35858585203723,{"$f":"Load!K13*SENSITIVITY_FORECAST_FACTOR","v":59.35858585203723},{"$error":"#DIV/0!"},{"$error":"#DIV/0!"},{"$f":"HLOOKUP($Q11,Assets!$E$2:$AA$18,11,FALSE)","v":82.994318181818187},{"$f":"HLOOKUP($Q11,Assets!$E$2:$AA$18,14,FALSE)","v":55.32954545454546},{"$f":"HLOOKUP($Q11,Assets!$E$2:$AA$18,13,FALSE)","v":59.911363636363632},{"$f":"HLOOKUP($Q11,Assets!$E$2:$AA$18,15,FALSE)","v":27.66477272727273},{"$f":"HLOOKUP($Q11,Assets!$E$2:$AA$18,16,FALSE)","v":0},{"$f":"HLOOKUP($Q11,Assets!$E$2:$AA$18,17,FALSE)","v":0},{"$f":"IF($AB$30=\"Yes\",VLOOKUP(Engine!Q11,Load!$A$6:$P$29,16,FALSE),0)+NN_LOAD_TRANSFER","v":17.282224339637537},{"$f":"HLOOKUP($Q11, Assets!$E$2:$AA$6,2,FALSE)","v":1.4659467982914412E-2},{"$f":"HLOOKUP($Q11, Assets!$E$2:$AA$6,3,FALSE)","v":1.4659467982914412E-2},{"$f":"HLOOKUP($Q11, Assets!$E$2:$AA$6,4,FALSE)","v":1.0159514411803767E-3},{"$f":"HLOOKUP($Q11, Assets!$E$2:$AA$6,5,FALSE)","v":true},3,6.02147826557437E-3,{"$f":"HLOOKUP($Q11, Assets!$E$2:$AA$10,6,FALSE)","v":1958},{"$f":"HLOOKUP($Q11, Assets!$E$2:$AA$10,7,FALSE)","v":1958},{"$f":"HLOOKUP($Q11, Assets!$E$2:$AA$10,8,FALSE)","v":2001},{"$f":"HLOOKUP($Q11, Assets!$E$2:$AA$10,9,FALSE)","v":9999},0.24,0.05,0.05,true,true,true,4.5763234818365214E-3,6.8644852227547817E-4,3.4322426113773912E-5,false,1.582263843844977E-2,2.1564962027714333E-3,4.3842498325781794E-5,false,1.2458971613593063E-2,3.0334887407009202E-2,2025,55.32954545454546,59.911363636363632,31.6938131247645,{"$f":"COUNTIF((OFFSET(Origin,$P11,19):OFFSET(Origin,$P12-1,19)),\">0\")","v":{"$error":"#REF!"}},{"$f":"SUM(OFFSET(Origin,$P11,19):OFFSET(Origin,$P12-1,19))","v":{"$error":"#REF!"}},757.35848861766294]
[null,null,null,2026,0,0,146.90667794907378,815.01689025303449,0,0,961.9235682021083,{"$f":"HLOOKUP(D12,Assets!$E$21:$AA$30,10,FALSE)","v":0},null,2026,null,null,2026,60.591055995099055,{"$f":"Load!K14*SENSITIVITY_FORECAST_FACTOR","v":60.591055995099055},{"$error":"#DIV/0!"},{"$error":"#DIV/0!"},{"$f":"HLOOKUP($Q12,Assets!$E$2:$AA$18,11,FALSE)","v":82.994318181818187},{"$f":"HLOOKUP($Q12,Assets!$E$2:$AA$18,14,FALSE)","v":55.32954545454546},{"$f":"HLOOKUP($Q12,Assets!$E$2:$AA$18,13,FALSE)","v":59.911363636363632},{"$f":"HLOOKUP($Q12,Assets!$E$2:$AA$18,15,FALSE)","v":27.66477272727273},{"$f":"HLOOKUP($Q12,Assets!$E$2:$AA$18,16,FALSE)","v":0},{"$f":"HLOOKUP($Q12,Assets!$E$2:$AA$18,17,FALSE)","v":0},{"$f":"IF($AB$30=\"Yes\",VLOOKUP(Engine!Q12,Load!$A$6:$P$29,16,FALSE),0)+NN_LOAD_TRANSFER","v":17.091746099255953},{"$f":"HLOOKUP($Q12, Assets!$E$2:$AA$6,2,FALSE)","v":1.5235155641796628E-2},{"$f":"HLOOKUP($Q12, Assets!$E$2:$AA$6,3,FALSE)","v":1.5235155641796628E-2},{"$f":"HLOOKUP($Q12, Assets!$E$2:$AA$6,4,FALSE)","v":1.1297120075346606E-3},{"$f":"HLOOKUP($Q12, Assets!$E$2:$AA$6,5,FALSE)","v":true},3,6.4005974155362296E-3,{"$f":"HLOOKUP($Q12, Assets!$E$2:$AA$10,6,FALSE)","v":1958},{"$f":"HLOOKUP($Q12, Assets!$E$2:$AA$10,7,FALSE)","v":1958},{"$f":"HLOOKUP($Q12, Assets!$E$2:$AA$10,8,FALSE)","v":2001},{"$f":"HLOOKUP($Q12, Assets!$E$2:$AA$10,9,FALSE)","v":9999},0.24,0.05,0.05,true,true,true,4.8644540358075347E-3,7.2966810537113016E-4,3.648340526855651E-5,false,1.681884982880455E-2,2.2964764605813994E-3,4.7246823301439625E-5,false,1.2978580994570393E-2,3.1600023291127918E-2,2026,55.32954545454546,59.911363636363632,32.926283267826321,{"$f":"COUNTIF((OFFSET(Origin,$P12,19):OFFSET(Origin,$P13-1,19)),\">0\")","v":{"$error":"#REF!"}},{"$f":"SUM(OFFSET(Origin,$P12,19):OFFSET(Origin,$P13-1,19))","v":{"$error":"#REF!"}},961.9235682021083]
[null,null,null,2027,0,0,232.28945131384947,919.74869708148742,0,0,1152.038148395337,{"$f":"HLOOKUP(D13,Assets!$E$21:$AA$30,10,FALSE)","v":0},null,2027,null,null,2027,61.449851383897183,{"$f":"Load!K15*SENSITIVITY_FORECAST_FACTOR","v":61.449851383897183},{"$error":"#DIV/0!"},{"$error":"#DIV/0!"},{"$f":"HLOOKUP($Q13,Assets!$E$2:$AA$18,11,FALSE)","v":82.994318181818187},{"$f":"HLOOKUP($Q13,Assets!$E$2:$AA$18,14,FALSE)","v":55.32954545454546},{"$f":"HLOOKUP($Q13,Assets!$E$2:$AA$18,13,FALSE)","v":59.911363636363632},{"$f":"HLOOKUP($Q13,Assets!$E$2:$AA$18,15,FALSE)","v":27.66477272727273},{"$f":"HLOOKUP($Q13,Assets!$E$2:$AA$18,16,FALSE)","v":0},{"$f":"HLOOKUP($Q13,Assets!$E$2:$AA$18,17,FALSE)","v":0},{"$f":"IF($AB$30=\"Yes\",VLOOKUP(Engine!Q13,Load!$A$6:$P$29,16,FALSE),0)+NN_LOAD_TRANSFER","v":16.903367239101463},{"$f":"HLOOKUP($Q13, Assets!$E$2:$AA$6,2,FALSE)","v":1.5824549609791235E-2},{"$f":"HLOOKUP($Q13, Assets!$E$2:$AA$6,3,FALSE)","v":1.5824549609791235E-2},{"$f":"HLOOKUP($Q13, Assets!$E$2:$AA$6,4,FALSE)","v":1.2509916963483398E-3},{"$f":"HLOOKUP($Q13, Assets!$E$2:$AA$6,5,FALSE)","v":true},3,6.7916044017945053E-3,{"$f":"HLOOKUP($Q13, Assets!$E$2:$AA$10,6,FALSE)","v":1958},{"$f":"HLOOKUP($Q13, Assets!$E$2:$AA$10,7,FALSE)","v":1958},{"$f":"HLOOKUP($Q13, Assets!$E$2:$AA$10,8,FALSE)","v":2001},{"$f":"HLOOKUP($Q13, Assets!$E$2:$AA$10,9,FALSE)","v":9999},0.24,0.05,0.05,true,true,true,5.1616193453638244E-3,7.7424290180457358E-4,3.8712145090228682E-5,false,1.7846298886595422E-2,2.4413677933032519E-3,5.0838703994846905E-5,false,1.3512537340471583E-2,3.290009091593081E-2,2027,55.32954545454546,59.911363636363632,33.785078656624449,{"$f":"COUNTIF((OFFSET(Origin,$P13,19):OFFSET(Origin,$P14-1,19)),\">0\")","v":{"$error":"#REF!"}},{"$f":"SUM(OFFSET(Origin,$P13,19):OFFSET(Origin,$P14-1,19))","v":{"$error":"#REF!"}},1152.038148395337]
[null,null,null,2028,0,0,450.40272854612942,1045.2704323738812,0,0,1495.6731609200106,{"$f":"HLOOKUP(D14,Assets!$E$21:$AA$30,10,FALSE)","v":0},null,2028,null,null,2028,61.693679865478956,{"$f":"Load!K16*SENSITIVITY_FORECAST_FACTOR","v":61.693679865478956},{"$error":"#DIV/0!"},{"$error":"#DIV/0!"},{"$f":"HLOOKUP($Q14,Assets!$E$2:$AA$18,11,FALSE)","v":82.994318181818187},{"$f":"HLOOKUP($Q14,Assets!$E$2:$AA$18,14,FALSE)","v":55.32954545454546},{"$f":"HLOOKUP($Q14,Assets!$E$2:$AA$18,13,FALSE)","v":59.911363636363632},{"$f":"HLOOKUP($Q14,Assets!$E$2:$AA$18,15,FALSE)","v":27.66477272727273},{"$f":"HLOOKUP($Q14,Assets!$E$2:$AA$18,16,FALSE)","v":0},{"$f":"HLOOKUP($Q14,Assets!$E$2:$AA$18,17,FALSE)","v":0},{"$f":"IF($AB$30=\"Yes\",VLOOKUP(Engine!Q14,Load!$A$6:$P$29,16,FALSE),0)+NN_LOAD_TRANSFER","v":16.717064620587063},{"$f":"HLOOKUP($Q14, Assets!$E$2:$AA$6,2,FALSE)","v":1.6427770473360564E-2},{"$f":"HLOOKUP($Q14, Assets!$E$2:$AA$6,3,FALSE)","v":1.6427770473360564E-2},{"$f":"HLOOKUP($Q14, Assets!$E$2:$AA$6,4,FALSE)","v":1.3799695677997122E-3},{"$f":"HLOOKUP($Q14, Assets!$E$2:$AA$6,5,FALSE)","v":true},3,7.1946375591739149E-3,{"$f":"HLOOKUP($Q14, Assets!$E$2:$AA$10,6,FALSE)","v":1958},{"$f":"HLOOKUP($Q14, Assets!$E$2:$AA$10,7,FALSE)","v":1958},{"$f":"HLOOKUP($Q14, Assets!$E$2:$AA$10,8,FALSE)","v":2001},{"$f":"HLOOKUP($Q14, Assets!$E$2:$AA$10,9,FALSE)","v":9999},0.24,0.05,0.05,true,true,true,5.4679245449721758E-3,8.2018868174582626E-4,4.1009434087291313E-5,false,1.8905349114241295E-2,2.5912700758132972E-3,5.4627104655800767E-5,false,1.4061013247035344E-2,3.4235510514520839E-2,2028,55.32954545454546,59.911363636363632,34.028907138206222,{"$f":"COUNTIF((OFFSET(Origin,$P14,19):OFFSET(Origin,$P15-1,19)),\">0\")","v":{"$error":"#REF!"}},{"$f":"SUM(OFFSET(Origin,$P14,19):OFFSET(Origin,$P15-1,19))","v":{"$error":"#REF!"}},1495.6731609200106]
[null,null,null,2029,0,0,828.78079118950745,1213.5468719413532,0,0,2042.3276631308606,{"$f":"HLOOKUP(D15,Assets!$E$21:$AA$30,10,FALSE)","v":0},null,2029,null,null,2029,63.478712176243036,{"$f":"Load!K17*SENSITIVITY_FORECAST_FACTOR","v":63.478712176243036},{"$error":"#DIV/0!"},{"$error":"#DIV/0!"},{"$f":"HLOOKUP($Q15,Assets!$E$2:$AA$18,11,FALSE)","v":82.994318181818187},{"$f":"HLOOKUP($Q15,Assets!$E$2:$AA$18,14,FALSE)","v":55.32954545454546},{"$f":"HLOOKUP($Q15,Assets!$E$2:$AA$18,13,FALSE)","v":59.911363636363632},{"$f":"HLOOKUP($Q15,Assets!$E$2:$AA$18,15,FALSE)","v":27.66477272727273},{"$f":"HLOOKUP($Q15,Assets!$E$2:$AA$18,16,FALSE)","v":0},{"$f":"HLOOKUP($Q15,Assets!$E$2:$AA$18,17,FALSE)","v":0},{"$f":"IF($AB$30=\"Yes\",VLOOKUP(Engine!Q15,Load!$A$6:$P$29,16,FALSE),0)+NN_LOAD_TRANSFER","v":16.532815360150632},{"$f":"HLOOKUP($Q15, Assets!$E$2:$AA$6,2,FALSE)","v":1.7044938121873937E-2},{"$f":"HLOOKUP($Q15, Assets!$E$2:$AA$6,3,FALSE)","v":1.7044938121873937E-2},{"$f":"HLOOKUP($Q15, Assets!$E$2:$AA$6,4,FALSE)","v":1.5168219466356833E-3},{"$f":"HLOOKUP($Q15, Assets!$E$2:$AA$6,5,FALSE)","v":true},3,7.6098334859824798E-3,{"$f":"HLOOKUP($Q15, Assets!$E$2:$AA$10,6,FALSE)","v":1958},{"$f":"HLOOKUP($Q15, Assets!$E$2:$AA$10,7,FALSE)","v":1958},{"$f":"HLOOKUP($Q15, Assets!$E$2:$AA$10,8,FALSE)","v":2001},{"$f":"HLOOKUP($Q15, Assets!$E$2:$AA$10,9,FALSE)","v":9999},0.24,0.05,0.05,true,true,true,5.7834734493466848E-3,8.6752101740200259E-4,4.3376050870100131E-5,false,1.9996359451116164E-2,2.7462847984940021E-3,5.8621354071186121E-5,false,1.4624179613907533E-2,3.5606698190383555E-2,2029,55.32954545454546,59.911363636363632,35.813939448970302,{"$f":"COUNTIF((OFFSET(Origin,$P15,19):OFFSET(Origin,$P16-1,19)),\">0\")","v":{"$error":"#REF!"}},{"$f":"SUM(OFFSET(Origin,$P15,19):OFFSET(Origin,$P16-1,19))","v":{"$error":"#REF!"}},2042.3276631308606]
[null,null,null,2030,0,0,1364.3243105994654,1394.8098169573989,0,0,2759.1341275568643,{"$f":"HLOOKUP(D16,Assets!$E$21:$AA$30,10,FALSE)","v":0},null,2030,null,null,2030,64.444773828080812,{"$f":"Load!K18*SENSITIVITY_FORECAST_FACTOR","v":64.444773828080812},{"$error":"#DIV/0!"},{"$error":"#DIV/0!"},{"$f":"HLOOKUP($Q16,Assets!$E$2:$AA$18,11,FALSE)","v":82.994318181818187},{"$f":"HLOOKUP($Q16,Assets!$E$2:$AA$18,14,FALSE)","v":55.32954545454546},{"$f":"HLOOKUP($Q16,Assets!$E$2:$AA$18,13,FALSE)","v":59.911363636363632},{"$f":"HLOOKUP($Q16,Assets!$E$2:$AA$18,15,FALSE)","v":27.66477272727273},{"$f":"HLOOKUP($Q16,Assets!$E$2:$AA$18,16,FALSE)","v":0},{"$f":"HLOOKUP($Q16,Assets!$E$2:$AA$18,17,FALSE)","v":0},{"$f":"IF($AB$30=\"Yes\",VLOOKUP(Engine!Q16,Load!$A$6:$P$29,16,FALSE),0)+NN_LOAD_TRANSFER","v":16.350596826444157},{"$f":"HLOOKUP($Q16, Assets!$E$2:$AA$6,2,FALSE)","v":1.7676171761512049E-2},{"$f":"HLOOKUP($Q16, Assets!$E$2:$AA$6,3,FALSE)","v":1.7676171761512049E-2},{"$f":"HLOOKUP($Q16, Assets!$E$2:$AA$6,4,FALSE)","v":1.6617225631070391E-3},{"$f":"HLOOKUP($Q16, Assets!$E$2:$AA$6,5,FALSE)","v":true},3,8.037327177239862E-3,{"$f":"HLOOKUP($Q16, Assets!$E$2:$AA$10,6,FALSE)","v":1958},{"$f":"HLOOKUP($Q16, Assets!$E$2:$AA$10,7,FALSE)","v":1958},{"$f":"HLOOKUP($Q16, Assets!$E$2:$AA$10,8,FALSE)","v":2001},{"$f":"HLOOKUP($Q16, Assets!$E$2:$AA$10,9,FALSE)","v":9999},0.24,0.05,0.05,true,true,true,6.1083686547022953E-3,9.1625529820534414E-4,4.5812764910267207E-5,false,2.1119684623633186E-2,2.9065151623915483E-3,6.283115681519418E-5,false,1.5202205713946716E-2,3.7014066086131135E-2,2030,55.32954545454546,59.911363636363632,36.780001100808079,{"$f":"COUNTIF((OFFSET(Origin,$P16,19):OFFSET(Origin,$P17-1,19)),\">0\")","v":{"$error":"#REF!"}},{"$f":"SUM(OFFSET(Origin,$P16,19):OFFSET(Origin,$P17-1,19))","v":{"$error":"#REF!"}},2759.1341275568643]
[null,null,null,2031,0,0,2141.2948176290211,1597.2252506073366,0,0,3738.5200682363575,{"$f":"HLOOKUP(D17,Assets!$E$21:$AA$30,10,FALSE)","v":0},null,2031,null,null,2031,65.410835479918177,{"$f":"Load!K19*SENSITIVITY_FORECAST_FACTOR","v":65.410835479918177},{"$error":"#DIV/0!"},{"$error":"#DIV/0!"},{"$f":"HLOOKUP($Q17,Assets!$E$2:$AA$18,11,FALSE)","v":82.994318181818187},{"$f":"HLOOKUP($Q17,Assets!$E$2:$AA$18,14,FALSE)","v":55.32954545454546},{"$f":"HLOOKUP($Q17,Assets!$E$2:$AA$18,13,FALSE)","v":59.911363636363632},{"$f":"HLOOKUP($Q17,Assets!$E$2:$AA$18,15,FALSE)","v":27.66477272727273},{"$f":"HLOOKUP($Q17,Assets!$E$2:$AA$18,16,FALSE)","v":0},{"$f":"HLOOKUP($Q17,Assets!$E$2:$AA$18,17,FALSE)","v":0},{"$f":"IF($AB$30=\"Yes\",VLOOKUP(Engine!Q17,Load!$A$6:$P$29,16,FALSE),0)+NN_LOAD_TRANSFER","v":16.170386637553904},{"$f":"HLOOKUP($Q17, Assets!$E$2:$AA$6,2,FALSE)","v":1.8321589928702271E-2},{"$f":"HLOOKUP($Q17, Assets!$E$2:$AA$6,3,FALSE)","v":1.8321589928702271E-2},{"$f":"HLOOKUP($Q17, Assets!$E$2:$AA$6,4,FALSE)","v":1.8148426818931011E-3},{"$f":"HLOOKUP($Q17, Assets!$E$2:$AA$6,5,FALSE)","v":true},3,8.4772521391205911E-3,{"$f":"HLOOKUP($Q17, Assets!$E$2:$AA$10,6,FALSE)","v":1958},{"$f":"HLOOKUP($Q17, Assets!$E$2:$AA$10,7,FALSE)","v":1958},{"$f":"HLOOKUP($Q17, Assets!$E$2:$AA$10,8,FALSE)","v":2001},{"$f":"HLOOKUP($Q17, Assets!$E$2:$AA$10,9,FALSE)","v":9999},0.24,0.05,0.05,true,true,true,6.4427116257316491E-3,9.6640674385974729E-4,4.832033719298737E-5,false,2.2275675445967175E-2,3.0720661680492425E-3,6.7266604593260428E-5,false,1.5795259257211529E-2,3.8458022539297643E-2,2031,55.32954545454546,59.911363636363632,37.746062752645443,{"$f":"COUNTIF((OFFSET(Origin,$P17,19):OFFSET(Origin,$P18-1,19)),\">0\")","v":{"$error":"#REF!"}},{"$f":"SUM(OFFSET(Origin,$P17,19):OFFSET(Origin,$P18-1,19))","v":{"$error":"#REF!"}},3738.5200682363575]
[null,null,null,2032,0,0,3185.5186529613543,1821.7914195672706,0,0,5007.3100725286249,{"$f":"HLOOKUP(D18,Assets!$E$21:$AA$30,10,FALSE)","v":0},null,2032,null,null,2032,66.376897131755939,{"$f":"Load!K20*SENSITIVITY_FORECAST_FACTOR","v":66.376897131755939},{"$error":"#DIV/0!"},{"$error":"#DIV/0!"},{"$f":"HLOOKUP($Q18,Assets!$E$2:$AA$18,11,FALSE)","v":82.994318181818187},{"$f":"HLOOKUP($Q18,Assets!$E$2:$AA$18,14,FALSE)","v":55.32954545454546},{"$f":"HLOOKUP($Q18,Assets!$E$2:$AA$18,13,FALSE)","v":59.911363636363632},{"$f":"HLOOKUP($Q18,Assets!$E$2:$AA$18,15,FALSE)","v":27.66477272727273},{"$f":"HLOOKUP($Q18,Assets!$E$2:$AA$18,16,FALSE)","v":0},{"$f":"HLOOKUP($Q18,Assets!$E$2:$AA$18,17,FALSE)","v":0},{"$f":"IF($AB$30=\"Yes\",VLOOKUP(Engine!Q18,Load!$A$6:$P$29,16,FALSE),0)+NN_LOAD_TRANSFER","v":15.992162658251262},{"$f":"HLOOKUP($Q18, Assets!$E$2:$AA$6,2,FALSE)","v":1.8981310503107439E-2},{"$f":"HLOOKUP($Q18, Assets!$E$2:$AA$6,3,FALSE)","v":1.8981310503107439E-2},{"$f":"HLOOKUP($Q18, Assets!$E$2:$AA$6,4,FALSE)","v":1.9763512204165716E-3},{"$f":"HLOOKUP($Q18, Assets!$E$2:$AA$6,5,FALSE)","v":true},3,8.9297404879835739E-3,{"$f":"HLOOKUP($Q18, Assets!$E$2:$AA$10,6,FALSE)","v":1958},{"$f":"HLOOKUP($Q18, Assets!$E$2:$AA$10,7,FALSE)","v":1958},{"$f":"HLOOKUP($Q18, Assets!$E$2:$AA$10,8,FALSE)","v":2001},{"$f":"HLOOKUP($Q18, Assets!$E$2:$AA$10,9,FALSE)","v":9999},0.24,0.05,0.05,true,true,true,6.7866027708675166E-3,1.0179904156301274E-3,5.0899520781506374E-5,false,2.3464679080274435E-2,3.2430446991805286E-3,7.1938187703281766E-5,false,1.6403506450223627E-2,3.9938972226631453E-2,2032,55.32954545454546,59.911363636363632,38.712124404483205,{"$f":"COUNTIF((OFFSET(Origin,$P18,19):OFFSET(Origin,$P19-1,19)),\">0\")","v":{"$error":"#REF!"}},{"$f":"SUM(OFFSET(Origin,$P18,19):OFFSET(Origin,$P19-1,19))","v":{"$error":"#REF!"}},5007.3100725286249]
[null,null,null,2033,0,0,4567.6941502478703,2073.7520576775787,0,0,6641.446207925449,{"$f":"HLOOKUP(D19,Assets!$E$21:$AA$30,10,FALSE)","v":0},null,2033,null,null,2033,67.342958783593716,{"$f":"Load!K21*SENSITIVITY_FORECAST_FACTOR","v":67.342958783593716},{"$error":"#DIV/0!"},{"$error":"#DIV/0!"},{"$f":"HLOOKUP($Q19,Assets!$E$2:$AA$18,11,FALSE)","v":82.994318181818187},{"$f":"HLOOKUP($Q19,Assets!$E$2:$AA$18,14,FALSE)","v":55.32954545454546},{"$f":"HLOOKUP($Q19,Assets!$E$2:$AA$18,13,FALSE)","v":59.911363636363632},{"$f":"HLOOKUP($Q19,Assets!$E$2:$AA$18,15,FALSE)","v":27.66477272727273},{"$f":"HLOOKUP($Q19,Assets!$E$2:$AA$18,16,FALSE)","v":0},{"$f":"HLOOKUP($Q19,Assets!$E$2:$AA$18,17,FALSE)","v":0},{"$f":"IF($AB$30=\"Yes\",VLOOKUP(Engine!Q19,Load!$A$6:$P$29,16,FALSE),0)+NN_LOAD_TRANSFER","v":15.815902997273867},{"$f":"HLOOKUP($Q19, Assets!$E$2:$AA$6,2,FALSE)","v":1.965545072018841E-2},{"$f":"HLOOKUP($Q19, Assets!$E$2:$AA$6,3,FALSE)","v":1.965545072018841E-2},{"$f":"HLOOKUP($Q19, Assets!$E$2:$AA$6,4,FALSE)","v":2.14641485774488E-3},{"$f":"HLOOKUP($Q19, Assets!$E$2:$AA$6,5,FALSE)","v":true},3,9.3949230366593122E-3,{"$f":"HLOOKUP($Q19, Assets!$E$2:$AA$10,6,FALSE)","v":1958},{"$f":"HLOOKUP($Q19, Assets!$E$2:$AA$10,7,FALSE)","v":1958},{"$f":"HLOOKUP($Q19, Assets!$E$2:$AA$10,8,FALSE)","v":2001},{"$f":"HLOOKUP($Q19, Assets!$E$2:$AA$10,9,FALSE)","v":9999},0.24,0.05,0.05,true,true,true,7.140141507861077E-3,1.0710212261791615E-3,5.3551061308958076E-5,false,2.4687039263429675E-2,3.4195596021032843E-3,7.6856806633955767E-5,false,1.7027112051014266E-2,4.1457316298121702E-2,2033,55.32954545454546,59.911363636363632,39.678186056320982,{"$f":"COUNTIF((OFFSET(Origin,$P19,19):OFFSET(Origin,$P20-1,19)),\">0\")","v":{"$error":"#REF!"}},{"$f":"SUM(OFFSET(Origin,$P19,19):OFFSET(Origin,$P20-1,19))","v":{"$error":"#REF!"}},6641.446207925449]
[null,null,null,2034,0,0,6345.0754898731839,2352.819598145602,0,0,8697.8950880187858,{"$f":"HLOOKUP(D20,Assets!$E$21:$AA$30,10,FALSE)","v":0},null,2034,null,null,2034,68.309020435431492,{"$f":"Load!K22*SENSITIVITY_FORECAST_FACTOR","v":68.309020435431492},{"$error":"#DIV/0!"},{"$error":"#DIV/0!"},{"$f":"HLOOKUP($Q20,Assets!$E$2:$AA$18,11,FALSE)","v":82.994318181818187},{"$f":"HLOOKUP($Q20,Assets!$E$2:$AA$18,14,FALSE)","v":55.32954545454546},{"$f":"HLOOKUP($Q20,Assets!$E$2:$AA$18,13,FALSE)","v":59.911363636363632},{"$f":"HLOOKUP($Q20,Assets!$E$2:$AA$18,15,FALSE)","v":27.66477272727273},{"$f":"HLOOKUP($Q20,Assets!$E$2:$AA$18,16,FALSE)","v":0},{"$f":"HLOOKUP($Q20,Assets!$E$2:$AA$18,17,FALSE)","v":0},{"$f":"IF($AB$30=\"Yes\",VLOOKUP(Engine!Q20,Load!$A$6:$P$29,16,FALSE),0)+NN_LOAD_TRANSFER","v":15.641586004636693},{"$f":"HLOOKUP($Q20, Assets!$E$2:$AA$6,2,FALSE)","v":2.034412718336084E-2},{"$f":"HLOOKUP($Q20, Assets!$E$2:$AA$6,3,FALSE)","v":2.034412718336084E-2},{"$f":"HLOOKUP($Q20, Assets!$E$2:$AA$6,4,FALSE)","v":2.3251981351053467E-3},{"$f":"HLOOKUP($Q20, Assets!$E$2:$AA$6,5,FALSE)","v":true},3,9.8729293701296482E-3,{"$f":"HLOOKUP($Q20, Assets!$E$2:$AA$10,6,FALSE)","v":1958},{"$f":"HLOOKUP($Q20, Assets!$E$2:$AA$10,7,FALSE)","v":1958},{"$f":"HLOOKUP($Q20, Assets!$E$2:$AA$10,8,FALSE)","v":2001},{"$f":"HLOOKUP($Q20, Assets!$E$2:$AA$10,9,FALSE)","v":9999},0.24,0.05,0.05,true,true,true,7.5034263212985326E-3,1.1255139481947797E-3,5.6275697409738987E-5,false,2.5943096505889676E-2,3.6017217616715453E-3,8.2033783817261115E-5,false,1.7666239420393241E-2,4.3013452501827025E-2,2034,55.32954545454546,59.911363636363632,40.644247708158758,{"$f":"COUNTIF((OFFSET(Origin,$P20,19):OFFSET(Origin,$P21-1,19)),\">0\")","v":{"$error":"#REF!"}},{"$f":"SUM(OFFSET(Origin,$P20,19):OFFSET(Origin,$P21-1,19))","v":{"$error":"#REF!"}},8697.8950880187858]
[null,null,null,2035,0,0,8678.3747447890946,2663.1367556485434,0,0,11341.511500437638,{"$f":"HLOOKUP(D21,Assets!$E$21:$AA$30,10,FALSE)","v":0},null,2035,null,null,2035,69.275082087269269,{"$f":"Load!K23*SENSITIVITY_FORECAST_FACTOR","v":69.275082087269269},{"$error":"#DIV/0!"},{"$error":"#DIV/0!"},{"$f":"HLOOKUP($Q21,Assets!$E$2:$AA$18,11,FALSE)","v":82.994318181818187},{"$f":"HLOOKUP($Q21,Assets!$E$2:$AA$18,14,FALSE)","v":55.32954545454546},{"$f":"HLOOKUP($Q21,Assets!$E$2:$AA$18,13,FALSE)","v":59.911363636363632},{"$f":"HLOOKUP($Q21,Assets!$E$2:$AA$18,15,FALSE)","v":27.66477272727273},{"$f":"HLOOKUP($Q21,Assets!$E$2:$AA$18,16,FALSE)","v":0},{"$f":"HLOOKUP($Q21,Assets!$E$2:$AA$18,17,FALSE)","v":0},{"$f":"IF($AB$30=\"Yes\",VLOOKUP(Engine!Q21,Load!$A$6:$P$29,16,FALSE),0)+NN_LOAD_TRANSFER","v":15.46919026897279},{"$f":"HLOOKUP($Q21, Assets!$E$2:$AA$6,2,FALSE)","v":2.1047455875763128E-2},{"$f":"HLOOKUP($Q21, Assets!$E$2:$AA$6,3,FALSE)","v":2.1047455875763128E-2},{"$f":"HLOOKUP($Q21, Assets!$E$2:$AA$6,4,FALSE)","v":2.5128635489008663E-3},{"$f":"HLOOKUP($Q21, Assets!$E$2:$AA$6,5,FALSE)","v":true},3,1.0363887912317415E-2,{"$f":"HLOOKUP($Q21, Assets!$E$2:$AA$10,6,FALSE)","v":1958},{"$f":"HLOOKUP($Q21, Assets!$E$2:$AA$10,7,FALSE)","v":1958},{"$f":"HLOOKUP($Q21, Assets!$E$2:$AA$10,8,FALSE)","v":2001},{"$f":"HLOOKUP($Q21, Assets!$E$2:$AA$10,9,FALSE)","v":9999},0.24,0.05,0.05,true,true,true,7.8765548133612352E-3,1.1814832220041851E-3,5.907416110020926E-5,false,2.7233188267196472E-2,3.7896441742964167E-3,8.7480875549915036E-5,false,1.8321050569818281E-2,4.4607775300427123E-2,2035,55.32954545454546,59.911363636363632,41.610309359996535,{"$f":"COUNTIF((OFFSET(Origin,$P21,19):OFFSET(Origin,$P22-1,19)),\">0\")","v":{"$error":"#REF!"}},{"$f":"SUM(OFFSET(Origin,$P21,19):OFFSET(Origin,$P22-1,19))","v":{"$error":"#REF!"}},11341.511500437638]
[null,null,null,2036,0,0,11645.260950929938,3007.4511804670851,0,0,14652.712131397024,{"$f":"HLOOKUP(D22,Assets!$E$21:$AA$30,10,FALSE)","v":0},null,2036,null,null,2036,70.241143739107031,{"$f":"Load!K24*SENSITIVITY_FORECAST_FACTOR","v":70.241143739107031},{"$error":"#DIV/0!"},{"$error":"#DIV/0!"},{"$f":"HLOOKUP($Q22,Assets!$E$2:$AA$18,11,FALSE)","v":82.994318181818187},{"$f":"HLOOKUP($Q22,Assets!$E$2:$AA$18,14,FALSE)","v":55.32954545454546},{"$f":"HLOOKUP($Q22,Assets!$E$2:$AA$18,13,FALSE)","v":59.911363636363632},{"$f":"HLOOKUP($Q22,Assets!$E$2:$AA$18,15,FALSE)","v":27.66477272727273},{"$f":"HLOOKUP($Q22,Assets!$E$2:$AA$18,16,FALSE)","v":0},{"$f":"HLOOKUP($Q22,Assets!$E$2:$AA$18,17,FALSE)","v":0},{"$f":"IF($AB$30=\"Yes\",VLOOKUP(Engine!Q22,Load!$A$6:$P$29,16,FALSE),0)+NN_LOAD_TRANSFER","v":15.298694614903317},{"$f":"HLOOKUP($Q22, Assets!$E$2:$AA$6,2,FALSE)","v":2.176555217165406E-2},{"$f":"HLOOKUP($Q22, Assets!$E$2:$AA$6,3,FALSE)","v":2.176555217165406E-2},{"$f":"HLOOKUP($Q22, Assets!$E$2:$AA$6,4,FALSE)","v":2.7095716369950743E-3},{"$f":"HLOOKUP($Q22, Assets!$E$2:$AA$6,5,FALSE)","v":true},3,1.0867925985379128E-2,{"$f":"HLOOKUP($Q22, Assets!$E$2:$AA$10,6,FALSE)","v":1958},{"$f":"HLOOKUP($Q22, Assets!$E$2:$AA$10,7,FALSE)","v":1958},{"$f":"HLOOKUP($Q22, Assets!$E$2:$AA$10,8,FALSE)","v":2001},{"$f":"HLOOKUP($Q22, Assets!$E$2:$AA$10,9,FALSE)","v":9999},0.24,0.05,0.05,true,true,true,8.2596237488881379E-3,1.2389435623332205E-3,6.1947178116661023E-5,false,2.8557649111780735E-2,3.9834420185359135E-3,9.3210284096976477E-5,false,1.8991706206195953E-2,4.6240675980303195E-2,2036,55.32954545454546,59.911363636363632,42.576371011834297,{"$f":"COUNTIF((OFFSET(Origin,$P22,19):OFFSET(Origin,$P23-1,19)),\">0\")","v":{"$error":"#REF!"}},{"$f":"SUM(OFFSET(Origin,$P22,19):OFFSET(Origin,$P23-1,19))","v":{"$error":"#REF!"}},14652.712131397024]
[null,null,null,2037,0,0,15334.779913047612,3386.0790378310194,0,0,18720.858950878632,{"$f":"HLOOKUP(D23,Assets!$E$21:$AA$30,10,FALSE)","v":0},null,2037,null,null,2037,71.207205390944807,{"$f":"Load!K25*SENSITIVITY_FORECAST_FACTOR","v":71.207205390944807},{"$error":"#DIV/0!"},{"$error":"#DIV/0!"},{"$f":"HLOOKUP($Q23,Assets!$E$2:$AA$18,11,FALSE)","v":82.994318181818187},{"$f":"HLOOKUP($Q23,Assets!$E$2:$AA$18,14,FALSE)","v":55.32954545454546},{"$f":"HLOOKUP($Q23,Assets!$E$2:$AA$18,13,FALSE)","v":59.911363636363632},{"$f":"HLOOKUP($Q23,Assets!$E$2:$AA$18,15,FALSE)","v":27.66477272727273},{"$f":"HLOOKUP($Q23,Assets!$E$2:$AA$18,16,FALSE)","v":0},{"$f":"HLOOKUP($Q23,Assets!$E$2:$AA$18,17,FALSE)","v":0},{"$f":"IF($AB$30=\"Yes\",VLOOKUP(Engine!Q23,Load!$A$6:$P$29,16,FALSE),0)+NN_LOAD_TRANSFER","v":15.130078100436572},{"$f":"HLOOKUP($Q23, Assets!$E$2:$AA$6,2,FALSE)","v":2.2498530847456261E-2},{"$f":"HLOOKUP($Q23, Assets!$E$2:$AA$6,3,FALSE)","v":2.2498530847456261E-2},{"$f":"HLOOKUP($Q23, Assets!$E$2:$AA$6,4,FALSE)","v":2.9154810589369484E-3},{"$f":"HLOOKUP($Q23, Assets!$E$2:$AA$6,5,FALSE)","v":true},3,1.1385169862637023E-2,{"$f":"HLOOKUP($Q23, Assets!$E$2:$AA$10,6,FALSE)","v":1958},{"$f":"HLOOKUP($Q23, Assets!$E$2:$AA$10,7,FALSE)","v":1958},{"$f":"HLOOKUP($Q23, Assets!$E$2:$AA$10,8,FALSE)","v":2001},{"$f":"HLOOKUP($Q23, Assets!$E$2:$AA$10,9,FALSE)","v":9999},0.24,0.05,0.05,true,true,true,8.6527290956041371E-3,1.2979093643406205E-3,6.4895468217031032E-5,false,2.9916810848051301E-2,4.1832327236446358E-3,9.9234669989454994E-5,false,1.9678365773902463E-2,4.7912542753849471E-2,2037,55.32954545454546,59.911363636363632,43.542432663672074,{"$f":"COUNTIF((OFFSET(Origin,$P23,19):OFFSET(Origin,$P24-1,19)),\">0\")","v":{"$error":"#REF!"}},{"$f":"SUM(OFFSET(Origin,$P23,19):OFFSET(Origin,$P24-1,19))","v":{"$error":"#REF!"}},18720.858950878632]
[null,null,null,2038,0,0,19756.649929705549,3802.9363496489732,0,0,23559.586279354524,{"$f":"HLOOKUP(D24,Assets!$E$21:$AA$30,10,FALSE)","v":0},null,2038,null,null,2038,72.173267042782584,{"$f":"Load!K26*SENSITIVITY_FORECAST_FACTOR","v":72.173267042782584},{"$error":"#DIV/0!"},{"$error":"#DIV/0!"},{"$f":"HLOOKUP($Q24,Assets!$E$2:$AA$18,11,FALSE)","v":82.994318181818187},{"$f":"HLOOKUP($Q24,Assets!$E$2:$AA$18,14,FALSE)","v":55.32954545454546},{"$f":"HLOOKUP($Q24,Assets!$E$2:$AA$18,13,FALSE)","v":59.911363636363632},{"$f":"HLOOKUP($Q24,Assets!$E$2:$AA$18,15,FALSE)","v":27.66477272727273},{"$f":"HLOOKUP($Q24,Assets!$E$2:$AA$18,16,FALSE)","v":0},{"$f":"HLOOKUP($Q24,Assets!$E$2:$AA$18,17,FALSE)","v":0},{"$f":"IF($AB$30=\"Yes\",VLOOKUP(Engine!Q24,Load!$A$6:$P$29,16,FALSE),0)+NN_LOAD_TRANSFER","v":14.963320014395689},{"$f":"HLOOKUP($Q24, Assets!$E$2:$AA$6,2,FALSE)","v":2.3246506092460123E-2},{"$f":"HLOOKUP($Q24, Assets!$E$2:$AA$6,3,FALSE)","v":2.3246506092460123E-2},{"$f":"HLOOKUP($Q24, Assets!$E$2:$AA$6,4,FALSE)","v":3.1307486707108545E-3},{"$f":"HLOOKUP($Q24, Assets!$E$2:$AA$6,5,FALSE)","v":true},3,1.1915744816083356E-2,{"$f":"HLOOKUP($Q24, Assets!$E$2:$AA$10,6,FALSE)","v":1958},{"$f":"HLOOKUP($Q24, Assets!$E$2:$AA$10,7,FALSE)","v":1958},{"$f":"HLOOKUP($Q24, Assets!$E$2:$AA$10,8,FALSE)","v":2001},{"$f":"HLOOKUP($Q24, Assets!$E$2:$AA$10,9,FALSE)","v":9999},0.24,0.05,0.05,true,true,true,9.055966060223351E-3,1.3583949090335025E-3,6.7919745451675131E-5,false,3.1311002653222231E-2,4.3891360364039338E-3,1.0556716452676626E-4,false,2.0381187494277059E-2,4.9623760855631104E-2,2038,55.32954545454546,59.911363636363632,44.50849431550985,{"$f":"COUNTIF((OFFSET(Origin,$P24,19):OFFSET(Origin,$P25-1,19)),\">0\")","v":{"$error":"#REF!"}},{"$f":"SUM(OFFSET(Origin,$P24,19):OFFSET(Origin,$P25-1,19))","v":{"$error":"#REF!"}},23559.586279354524]
[null,null,null,2039,0,0,24875.976807664414,4262.0420499192214,0,0,29138.018857583636,{"$f":"HLOOKUP(D25,Assets!$E$21:$AA$30,10,FALSE)","v":0},null,2039,null,null,2039,73.13932869462036,{"$f":"Load!K27*SENSITIVITY_FORECAST_FACTOR","v":73.13932869462036},{"$error":"#DIV/0!"},{"$error":"#DIV/0!"},{"$f":"HLOOKUP($Q25,Assets!$E$2:$AA$18,11,FALSE)","v":82.994318181818187},{"$f":"HLOOKUP($Q25,Assets!$E$2:$AA$18,14,FALSE)","v":55.32954545454546},{"$f":"HLOOKUP($Q25,Assets!$E$2:$AA$18,13,FALSE)","v":59.911363636363632},{"$f":"HLOOKUP($Q25,Assets!$E$2:$AA$18,15,FALSE)","v":27.66477272727273},{"$f":"HLOOKUP($Q25,Assets!$E$2:$AA$18,16,FALSE)","v":0},{"$f":"HLOOKUP($Q25,Assets!$E$2:$AA$18,17,FALSE)","v":0},{"$f":"IF($AB$30=\"Yes\",VLOOKUP(Engine!Q25,Load!$A$6:$P$29,16,FALSE),0)+NN_LOAD_TRANSFER","v":14.798399873874679},{"$f":"HLOOKUP($Q25, Assets!$E$2:$AA$6,2,FALSE)","v":2.4009591519203854E-2},{"$f":"HLOOKUP($Q25, Assets!$E$2:$AA$6,3,FALSE)","v":2.4009591519203854E-2},{"$f":"HLOOKUP($Q25, Assets!$E$2:$AA$6,4,FALSE)","v":3.3555295945268122E-3},{"$f":"HLOOKUP($Q25, Assets!$E$2:$AA$6,5,FALSE)","v":true},3,1.2459775159228409E-2,{"$f":"HLOOKUP($Q25, Assets!$E$2:$AA$10,6,FALSE)","v":1958},{"$f":"HLOOKUP($Q25, Assets!$E$2:$AA$10,7,FALSE)","v":1958},{"$f":"HLOOKUP($Q25, Assets!$E$2:$AA$10,8,FALSE)","v":2001},{"$f":"HLOOKUP($Q25, Assets!$E$2:$AA$10,9,FALSE)","v":9999},0.24,0.05,0.05,true,true,true,9.4694291210135912E-3,1.4204143681520386E-3,7.1020718407601929E-5,false,3.2740551185904493E-2,4.6012740864974193E-3,1.1222138249409187E-4,false,2.1100328402812393E-2,5.137471263293452E-2,2039,55.32954545454546,59.911363636363632,45.474555967347627,{"$f":"COUNTIF((OFFSET(Origin,$P25,19):OFFSET(Origin,$P26-1,19)),\">0\")","v":{"$error":"#REF!"}},{"$f":"SUM(OFFSET(Origin,$P25,19):OFFSET(Origin,$P26-1,19))","v":{"$error":"#REF!"}},29138.018857583636]
[null,null,null,null,null,null,null,null,null,0,null,null,null,2040,null,null,2040,74.105390346458123,{"$f":"Load!K28*SENSITIVITY_FORECAST_FACTOR","v":74.105390346458123},{"$error":"#DIV/0!"},{"$error":"#DIV/0!"},{"$f":"HLOOKUP($Q26,Assets!$E$2:$AA$18,11,FALSE)","v":82.994318181818187},{"$f":"HLOOKUP($Q26,Assets!$E$2:$AA$18,14,FALSE)","v":55.32954545454546},{"$f":"HLOOKUP($Q26,Assets!$E$2:$AA$18,13,FALSE)","v":59.911363636363632},{"$f":"HLOOKUP($Q26,Assets!$E$2:$AA$18,15,FALSE)","v":27.66477272727273},{"$f":"HLOOKUP($Q26,Assets!$E$2:$AA$18,16,FALSE)","v":0},{"$f":"HLOOKUP($Q26,Assets!$E$2:$AA$18,17,FALSE)","v":0},{"$f":"IF($AB$30=\"Yes\",VLOOKUP(Engine!Q26,Load!$A$6:$P$29,16,FALSE),0)+NN_LOAD_TRANSFER","v":14.635297421722514},{"$f":"HLOOKUP($Q26, Assets!$E$2:$AA$6,2,FALSE)","v":2.4787900173542338E-2},{"$f":"HLOOKUP($Q26, Assets!$E$2:$AA$6,3,FALSE)","v":2.4787900173542338E-2},{"$f":"HLOOKUP($Q26, Assets!$E$2:$AA$6,4,FALSE)","v":3.5899772841047088E-3},{"$f":"HLOOKUP($Q26, Assets!$E$2:$AA$6,5,FALSE)","v":true},3,1.3017384285932188E-2,{"$f":"HLOOKUP($Q26, Assets!$E$2:$AA$10,6,FALSE)","v":1958},{"$f":"HLOOKUP($Q26, Assets!$E$2:$AA$10,7,FALSE)","v":1958},{"$f":"HLOOKUP($Q26, Assets!$E$2:$AA$10,8,FALSE)","v":2001},{"$f":"HLOOKUP($Q26, Assets!$E$2:$AA$10,9,FALSE)","v":9999},0.24,0.05,0.05,true,true,true,9.893212057308462E-3,1.4839818085962693E-3,7.4199090429813471E-5,false,3.4205780688144005E-2,4.8197714506512416E-3,1.1921143510406634E-4,false,2.1835944384238495E-2,5.3165777631189383E-2]
[]
[]
[null,null,null,null,null,null,null,null,null,null,null,null,null,null,null,null,null,null,null,null,null,null,null,"After Mobile",{"$f":"IF(ISSPAREREADY, 75,0)","v":0},{"$f":"Y29/2","v":0},{"$f":"Z29/2","v":0}]
[null,null,null,null,null,null,null,null,null,null,null,null,null,null,null,null,null,null,null,null,null,null,null,"Power factor",{"$f":"VLOOKUP(C1,Load!$AP$3:$AU$54,6,FALSE)","v":0.99180409682250636},null,"Load Transfers","YES"]
[0,1,2,3,4,5,6,7,8,9,10,11,12,13,14,15,16,17,18,19,20,21,22,23,24,25,26,27,28,29,30,31,32]
[null,null,null,"Probability of fault:",null,null,null,null,null,null,null,null,null,null,null,null,null,null,null,null,null,null,"Expected energy at risk"]
[null,null,null,"PI Point:",{"$f":"C40-C41","v":427},null,{"$f":"VLOOKUP($C$1,Load!$Q$58:$R$109,2,FALSE)","v":"MC:-:66/22kV:Trans Summation:MW"},null,null,null,null,null,null,null,null,null,null,null,null,null,null,null,"Outage (Days)",24]
[null,null,null,null,{"$f":"C39-C40","v":372},null,null,null,null,null,null,null,null,null,null,null,null,null,365,{"$f":"IF(ISSPAREREADY, 30, IF(AssetType=\"Transformer\", 180,120))","v":180},{"$f":"IF(ISSPAREREADY, (180-T34)/5*4,T34/5*4)","v":144},{"$f":"U34/5*4","v":115.2},{"$f":"V34/5*4","v":92.16},24]
[null,null,null,null,"Station Capacity",null,null,null,"MWh over Capacity (Inc Xfers",null,null,null,null,"Probability of Outage",null,null,null,null,"kWh at risk"]
["Year","MVA","Hours at or below MVA","N rating (MVA)","N-1 Rating","N-2","N-3","N-4","MVA After Xfers","N","N-1","N-2","N-3","N-4","1 Failure","2 Failures","3 Failures","4 Failures","Minor","N","N-1","N-2","N-3","N-4","Minor"]
[2018,1,{"$f":"IF(LOADPROFILE=0.1,Results_10PoE!C8,IF(LOADPROFILE=0.5,Results_50PoE!C8,\"Invalid Load Profile %\"))","v":7859},{"$f":"VLOOKUP($A37,$Q$4:$AB$26,6,FALSE)","v":82.994318181818187},{"$f":"VLOOKUP($A37,$Q$4:$AB$26,7,FALSE)","v":55.32954545454546},{"$f":"VLOOKUP($A37,$Q$4:$AB$26,9,FALSE)","v":27.66477272727273},{"$f":"VLOOKUP($A37,$Q$4:$AB$26,10,FALSE)","v":0},{"$f":"VLOOKUP($A37,$Q$4:$AB$26,11,FALSE)","v":0},{"$f":"IF(B37-VLOOKUP(A37,$Q$4:$AB$26,12,FALSE)<0,0,B37-VLOOKUP(A37,$Q$4:$AB$26,12,FALSE))","v":0},{"$f":"IF(B37=150,0,IF(IF($I37>D37,($I37-D37)*($C37-$C38),0)<0,0,IF($I37>D37,($I37-D37)*($C37-$C38),0)))*$Y$30","v":0},{"$f":"IF(C37=150,0,IF(IF($I37>E37,($I37-E37)*($C37-$C38),0)<0,0,IF($I37>E37,($I37-E37)*($C37-$C38),0)))*$Y$30","v":0},{"$f":"IF(D37=150,0,IF(IF($I37>F37,($I37-F37)*($C37-$C38),0)<0,0,IF($I37>F37,($I37-F37)*($C37-$C38),0)))*$Y$30","v":0},{"$f":"IF(E37=150,0,IF(IF($I37>G37,($I37-G37)*($C37-$C38),0)<0,0,IF($I37>G37,($I37-G37)*($C37-$C38),0)))*$Y$30","v":0},{"$f":"IF(F37=150,0,IF(IF($I37>H37,($I37-H37)*($C37-$C38),0)<0,0,IF($I37>H37,($I37-H37)*($C37-$C38),0)))*$Y$30","v":0},{"$f":"VLOOKUP($A37, $Q$4:$BB$26,33,FALSE)","v":9.6802862236113028E-3},{"$f":"VLOOKUP($A37, $Q$4:$BB$26,34,FALSE)","v":1.2942382699674283E-3},{"$f":"VLOOKUP($A37, $Q$4:$BB$26,35,FALSE)","v":1.2779191127647584E-5},{"$f":"VLOOKUP($A37, $Q$4:$BB$26,36,FALSE)","v":false},{"$f":"VLOOKUP($A37, $Q$4:$BB$26,37,FALSE)","v":9.2085284266461877E-3},{"$f":"J37*1000*($S$34/365)","v":0},{"$f":"O37*K37*1000*($T$34/365)","v":0},{"$f":"P37*L37*1000*($U$34/365)","v":0},{"$f":"Q37*M37*1000*($V$34/365)","v":0},{"$f":"R37*N37*1000*($W$34/365)","v":0},{"$f":"S37*K37*1000*($X$34/365)","v":0}]
[2018,2,{"$f":"IF(LOADPROFILE=0.1,Results_10PoE!C9,IF(LOADPROFILE=0.5,Results_50PoE!C9,\"Invalid Load Profile %\"))","v":7566},{"$f":"VLOOKUP($A38,$Q$4:$AB$26,6,FALSE)","v":82.994318181818187},{"$f":"VLOOKUP($A38,$Q$4:$AB$26,7,FALSE)","v":55.32954545454546},{"$f":"VLOOKUP($A38,$Q$4:$AB$26,9,FALSE)","v":27.66477272727273},{"$f":"VLOOKUP($A38,$Q$4:$AB$26,10,FALSE)","v":0},{"$f":"VLOOKUP($A38,$Q$4:$AB$26,11,FALSE)","v":0},{"$f":"IF(B38-VLOOKUP(A38,$Q$4:$AB$26,12,FALSE)<0,0,B38-VLOOKUP(A38,$Q$4:$AB$26,12,FALSE))","v":0},{"$f":"IF(B38=150,0,IF(IF($I38>D38,($I38-D38)*($C38-$C39),0)<0,0,IF($I38>D38,($I38-D38)*($C38-$C39),0)))*$Y$30","v":0},{"$f":"IF(C38=150,0,IF(IF($I38>E38,($I38-E38)*($C38-$C39),0)<0,0,IF($I38>E38,($I38-E38)*($C38-$C39),0)))*$Y$30","v":0},{"$f":"IF(D38=150,0,IF(IF($I38>F38,($I38-F38)*($C38-$C39),0)<0,0,IF($I38>F38,($I38-F38)*($C38-$C39),0)))*$Y$30","v":0},{"$f":"IF(E38=150,0,IF(IF($I38>G38,($I38-G38)*($C38-$C39),0)<0,0,IF($I38>G38,($I38-G38)*($C38-$C39),0)))*$Y$30","v":0},{"$f":"IF(F38=150,0,IF(IF($I38>H38,($I38-H38)*($C38-$C39),0)<0,0,IF($I38>H38,($I38-H38)*($C38-$C39),0)))*$Y$30","v":0},{"$f":"VLOOKUP($A38, $Q$4:$BB$26,33,FALSE)","v":9.6802862236113028E-3},{"$f":"VLOOKUP($A38, $Q$4:$BB$26,34,FALSE)","v":1.2942382699674283E-3},{"$f":"VLOOKUP($A38, $Q$4:$BB$26,35,FALSE)","v":1.2779191127647584E-5},{"$f":"VLOOKUP($A38, $Q$4:$BB$26,36,FALSE)","v":false},{"$f":"VLOOKUP($A38, $Q$4:$BB$26,37,FALSE)","v":9.2085284266461877E-3},{"$f":"J38*1000*($S$34/365)","v":0},{"$f":"O38*K38*1000*($T$34/365)","v":0},{"$f":"P38*L38*1000*($U$34/365)","v":0},{"$f":"Q38*M38*1000*($V$34/365)","v":0},{"$f":"R38*N38*1000*($W$34/365)","v":0},{"$f":"S38*K38*1000*($X$34/365)","v":0}]
[2018,3,{"$f":"IF(LOADPROFILE=0.1,Results_10PoE!C10,IF(LOADPROFILE=0.5,Results_50PoE!C10,\"Invalid Load Profile %\"))","v":7268},82.994318181818187,55.32954545454546,27.66477272727273,0,0,0,0,0,0,0,0,9.6802862236113028E-3,{"$f":"VLOOKUP($A39, $Q$4:$BB$26,34,FALSE)","v":1.2942382699674283E-3},1.2779191127647584E-5,false,9.2085284266461877E-3,0,0,0,0,0,0]
[2018,4,{"$f":"IF(LOADPROFILE=0.1,Results_10PoE!C11,IF(LOADPROFILE=0.5,Results_50PoE!C11,\"Invalid Load Profile %\"))","v":6896},82.994318181818187,55.32954545454546,27.66477272727273,0,0,0,0,0,0,0,0,9.6802862236113028E-3,1.2942382699674283E-3,1.2779191127647584E-5,false,9.2085284266461877E-3,0,0,0,0,0,{"$f":"S40*K40*1000*($X$34/365)","v":0}]
[2018,5,{"$f":"IF(LOADPROFILE=0.1,Results_10PoE!C12,IF(LOADPROFILE=0.5,Results_50PoE!C12,\"Invalid Load Profile %\"))","v":6469},82.994318181818187,55.32954545454546,27.66477272727273,0,0,0,0,0,0,0,0,9.6802862236113028E-3,1.2942382699674283E-3,1.2779191127647584E-5,false,9.2085284266461877E-3,0,0,0,0,0,0]
[2018,6,{"$f":"IF(LOADPROFILE=0.1,Results_10PoE!C13,IF(LOADPROFILE=0.5,Results_50PoE!C13,\"Invalid Load Profile %\"))","v":6074},82.994318181818187,55.32954545454546,27.66477272727273,0,0,0,0,0,0,0,0,9.6802862236113028E-3,1.2942382699674283E-3,1.2779191127647584E-5,false,9.2085284266461877E-3,0,0,0,0,0,0]
[2018,7,{"$f":"IF(LOADPROFILE=0.1,Results_10PoE!C14,IF(LOADPROFILE=0.5,Results_50PoE!C14,\"Invalid Load Profile %\"))","v":5718},82.994318181818187,55.32954545454546,27.66477272727273,0,0,0,0,0,0,0,0,9.6802862236113028E-3,1.2942382699674283E-3,1.2779191127647584E-5,false,9.2085284266461877E-3,0,0,{"$f":"P43*L43*1000*($U$34/365)","v":0},0,0,0]
[2018,8,{"$f":"IF(LOADPROFILE=0.1,Results_10PoE!C15,IF(LOADPROFILE=0.5,Results_50PoE!C15,\"Invalid Load Profile %\"))","v":5398},82.994318181818187,55.32954545454546,27.66477272727273,0,0,0,0,0,{"$f":"IF(D44=150,0,IF(IF($I44>F44,($I44-F44)*($C44-$C45),0)<0,0,IF($I44>F44,($I44-F44)*($C44-$C45),0)))*$Y$30","v":0},0,0,9.6802862236113028E-3,{"$f":"VLOOKUP($A44, $Q$4:$BB$26,34,FALSE)","v":1.2942382699674283E-3},1.2779191127647584E-5,false,9.2085284266461877E-3,0,0,{"$f":"P44*L44*1000*($U$34/365)","v":0},0,0,0]
[2018,9,{"$f":"IF(LOADPROFILE=0.1,Results_10PoE!C16,IF(LOADPROFILE=0.5,Results_50PoE!C16,\"Invalid Load Profile %\"))","v":5084},82.994318181818187,55.32954545454546,27.66477272727273,0,0,0,0,0,0,0,0,9.6802862236113028E-3,1.2942382699674283E-3,1.2779191127647584E-5,false,9.2085284266461877E-3,0,0,0,0,0,0]
[2018,10,{"$f":"IF(LOADPROFILE=0.1,Results_10PoE!C17,IF(LOADPROFILE=0.5,Results_50PoE!C17,\"Invalid Load Profile %\"))","v":4760},82.994318181818187,55.32954545454546,27.66477272727273,0,0,0,0,0,0,0,0,9.6802862236113028E-3,1.2942382699674283E-3,1.2779191127647584E-5,false,9.2085284266461877E-3,0,0,0,0,0,0]
[2018,11,{"$f":"IF(LOADPROFILE=0.1,Results_10PoE!C18,IF(LOADPROFILE=0.5,Results_50PoE!C18,\"Invalid Load Profile %\"))","v":4469},82.994318181818187,55.32954545454546,27.66477272727273,0,0,0,0,0,0,0,0,9.6802862236113028E-3,{"$f":"VLOOKUP($A47, $Q$4:$BB$26,34,FALSE)","v":1.2942382699674283E-3},1.2779191127647584E-5,false,9.2085284266461877E-3,0,0,0,0,0,0]
[2018,12,{"$f":"IF(LOADPROFILE=0.1,Results_10PoE!C19,IF(LOADPROFILE=0.5,Results_50PoE!C19,\"Invalid Load Profile %\"))","v":4242},82.994318181818187,55.32954545454546,27.66477272727273,0,0,0,0,0,0,0,0,9.6802862236113028E-3,1.2942382699674283E-3,1.2779191127647584E-5,false,9.2085284266461877E-3,0,0,0,0,0,0]
[2018,13,{"$f":"IF(LOADPROFILE=0.1,Results_10PoE!C20,IF(LOADPROFILE=0.5,Results_50PoE!C20,\"Invalid Load Profile %\"))","v":4042},82.994318181818187,55.32954545454546,27.66477272727273,0,0,0,0,0,0,0,0,9.6802862236113028E-3,1.2942382699674283E-3,1.2779191127647584E-5,false,9.2085284266461877E-3,0,0,0,0,0,0]
[2018,14,{"$f":"IF(LOADPROFILE=0.1,Results_10PoE!C21,IF(LOADPROFILE=0.5,Results_50PoE!C21,\"Invalid Load Profile %\"))","v":3854},82.994318181818187,55.32954545454546,27.66477272727273,0,0,0,0,0,0,0,0,9.6802862236113028E-3,1.2942382699674283E-3,1.2779191127647584E-5,false,9.2085284266461877E-3,0,0,0,0,0,0]
[2018,15,{"$f":"IF(LOADPROFILE=0.1,Results_10PoE!C22,IF(LOADPROFILE=0.5,Results_50PoE!C22,\"Invalid Load Profile %\"))","v":3680},82.994318181818187,55.32954545454546,27.66477272727273,0,0,0,0,0,0,0,0,9.6802862236113028E-3,1.2942382699674283E-3,1.2779191127647584E-5,false,9.2085284266461877E-3,0,0,0,0,0,0]
[2018,16,{"$f":"IF(LOADPROFILE=0.1,Results_10PoE!C23,IF(LOADPROFILE=0.5,Results_50PoE!C23,\"Invalid Load Profile %\"))","v":3550},82.994318181818187,55.32954545454546,27.66477272727273,0,0,0,0,0,0,0,0,9.6802862236113028E-3,1.2942382699674283E-3,1.2779191127647584E-5,false,9.2085284266461877E-3,0,0,0,0,0,0]
[2018,17,{"$f":"IF(LOADPROFILE=0.1,Results_10PoE!C24,IF(LOADPROFILE=0.5,Results_50PoE!C24,\"Invalid Load Profile %\"))","v":3416},82.994318181818187,55.32954545454546,27.66477272727273,0,0,0,0,0,0,0,0,9.6802862236113028E-3,1.2942382699674283E-3,1.2779191127647584E-5,false,9.2085284266461877E-3,0,0,0,0,0,0]
[2018,18,{"$f":"IF(LOADPROFILE=0.1,Results_10PoE!C25,IF(LOADPROFILE=0.5,Results_50PoE!C25,\"Invalid Load Profile %\"))","v":3272},82.994318181818187,55.32954545454546,27.66477272727273,0,0,0,0,0,0,0,0,9.6802862236113028E-3,1.2942382699674283E-3,1.2779191127647584E-5,false,9.2085284266461877E-3,0,0,0,0,0,0]
[2018,19,{"$f":"IF(LOADPROFILE=0.1,Results_10PoE!C26,IF(LOADPROFILE=0.5,Results_50PoE!C26,\"Invalid Load Profile %\"))","v":3109},82.994318181818187,55.32954545454546,27.66477272727273,0,0,0.32364680699038217,0,0,0,45.581180531714935,45.581180531714935,9.6802862236113028E-3,1.2942382699674283E-3,1.2779191127647584E-5,false,9.2085284266461877E-3,0,0,0,0.18384361417809877,0,0]
[2018,20,{"$f":"IF(LOADPROFILE=0.1,Results_10PoE!C27,IF(LOADPROFILE=0.5,Results_50PoE!C27,\"Invalid Load Profile %\"))","v":2967},82.994318181818187,55.32954545454546,27.66477272727273,0,0,1.3236468069903822,0,0,0,212.67332879889264,212.67332879889264,9.6802862236113028E-3,1.2942382699674283E-3,1.2779191127647584E-5,false,9.2085284266461877E-3,0,0,0,0.85778018361045116,0,0]
[2018,21,{"$f":"IF(LOADPROFILE=0.1,Results_10PoE!C28,IF(LOADPROFILE=0.5,Results_50PoE!C28,\"Invalid Load Profile %\"))","v":2805},82.994318181818187,55.32954545454546,27.66477272727273,0,0,2.3236468069903822,0,0,0,361.82258037043067,361.82258037043067,9.6802862236113028E-3,1.2942382699674283E-3,1.2779191127647584E-5,false,9.2085284266461877E-3,0,0,0,1.4593472589035403,0,0]
[2018,22,{"$f":"IF(LOADPROFILE=0.1,Results_10PoE!C29,IF(LOADPROFILE=0.5,Results_50PoE!C29,\"Invalid Load Profile %\"))","v":2648},82.994318181818187,55.32954545454546,27.66477272727273,0,0,3.3236468069903822,0,0,0,619.72442567805138,619.72442567805138,9.6802862236113028E-3,1.2942382699674283E-3,1.2779191127647584E-5,false,9.2085284266461877E-3,0,0,0,2.4995486488513943,0,0]
[2018,23,{"$f":"IF(LOADPROFILE=0.1,Results_10PoE!C30,IF(LOADPROFILE=0.5,Results_50PoE!C30,\"Invalid Load Profile %\"))","v":2460},82.994318181818187,55.32954545454546,27.66477272727273,0,0,4.3236468069903822,0,0,0,711.84296232017721,711.84296232017721,9.6802862236113028E-3,1.2942382699674283E-3,1.2779191127647584E-5,false,9.2085284266461877E-3,0,0,0,2.8710924419592212,0,0]
[2018,24,{"$f":"IF(LOADPROFILE=0.1,Results_10PoE!C31,IF(LOADPROFILE=0.5,Results_50PoE!C31,\"Invalid Load Profile %\"))","v":2294},82.994318181818187,55.32954545454546,27.66477272727273,0,0,5.3236468069903822,0,0,0,1198.5633398984694,1198.5633398984694,9.6802862236113028E-3,1.2942382699674283E-3,1.2779191127647584E-5,false,9.2085284266461877E-3,0,0,0,4.8341928326097561,0,0]
[2018,25,{"$f":"IF(LOADPROFILE=0.1,Results_10PoE!C32,IF(LOADPROFILE=0.5,Results_50PoE!C32,\"Invalid Load Profile %\"))","v":2067},82.994318181818187,55.32954545454546,27.66477272727273,0,0,6.3236468069903822,0,0,0,1285.7228560564824,1285.7228560564824,9.6802862236113028E-3,1.2942382699674283E-3,1.2779191127647584E-5,false,9.2085284266461877E-3,0,0,0,5.185735295388981,0,0]
[2018,26,{"$f":"IF(LOADPROFILE=0.1,Results_10PoE!C33,IF(LOADPROFILE=0.5,Results_50PoE!C33,\"Invalid Load Profile %\"))","v":1862},82.994318181818187,55.32954545454546,27.66477272727273,0,0,7.3236468069903822,0,0,0,1568.9425478804917,1568.9425478804917,9.6802862236113028E-3,1.2942382699674283E-3,1.2779191127647584E-5,false,9.2085284266461877E-3,0,0,0,6.3280517326542398,0,0]
[2018,27,{"$f":"IF(LOADPROFILE=0.1,Results_10PoE!C34,IF(LOADPROFILE=0.5,Results_50PoE!C34,\"Invalid Load Profile %\"))","v":1646},82.994318181818187,55.32954545454546,27.66477272727273,0,0,8.3236468069903822,0,0,0,1444.6997256434111,1444.6997256434111,9.6802862236113028E-3,1.2942382699674283E-3,1.2779191127647584E-5,false,9.2085284266461877E-3,0,0,0,5.826940326382978,0,0]
[2018,28,{"$f":"IF(LOADPROFILE=0.1,Results_10PoE!C35,IF(LOADPROFILE=0.5,Results_50PoE!C35,\"Invalid Load Profile %\"))","v":1471},82.994318181818187,55.32954545454546,27.66477272727273,0,0,9.3236468069903822,0,0,0,1646.0071358888472,1646.0071358888472,9.6802862236113028E-3,1.2942382699674283E-3,1.2779191127647584E-5,false,9.2085284266461877E-3,0,0,0,6.6388780916763457,0,0]
[2018,29,{"$f":"IF(LOADPROFILE=0.1,Results_10PoE!C36,IF(LOADPROFILE=0.5,Results_50PoE!C36,\"Invalid Load Profile %\"))","v":1293},82.994318181818187,55.32954545454546,27.66477272727273,0,0,10.323646806990382,0,0,0,1699.6798427553936,1699.6798427553936,9.6802862236113028E-3,1.2942382699674283E-3,1.2779191127647584E-5,false,9.2085284266461877E-3,0,0,0,6.8553574434167395,0,0]
[2018,30,{"$f":"IF(LOADPROFILE=0.1,Results_10PoE!C37,IF(LOADPROFILE=0.5,Results_50PoE!C37,\"Invalid Load Profile %\"))","v":1127},82.994318181818187,55.32954545454546,27.66477272727273,0,0,11.323646806990382,0,0,0,2077.7052694166687,2077.7052694166687,9.6802862236113028E-3,1.2942382699674283E-3,1.2779191127647584E-5,false,9.2085284266461877E-3,0,0,0,8.3800560115082554,0,0]
[2018,31,{"$f":"IF(LOADPROFILE=0.1,Results_10PoE!C38,IF(LOADPROFILE=0.5,Results_50PoE!C38,\"Invalid Load Profile %\"))","v":942},82.994318181818187,55.32954545454546,27.66477272727273,0,0,12.323646806990382,0,0,0,2273.4116707197986,2273.4116707197986,9.6802862236113028E-3,1.2942382699674283E-3,1.2779191127647584E-5,false,9.2085284266461877E-3,0,0,0,9.1694030997944562,0,0]
[2018,32,{"$f":"IF(LOADPROFILE=0.1,Results_10PoE!C39,IF(LOADPROFILE=0.5,Results_50PoE!C39,\"Invalid Load Profile %\"))","v":756},82.994318181818187,55.32954545454546,27.66477272727273,0,0,13.323646806990382,0,0,0,1968.9526756805858,1968.9526756805858,9.6802862236113028E-3,1.2942382699674283E-3,1.2779191127647584E-5,false,9.2085284266461877E-3,0,0,0,7.9414216968534896,0,0]
[2018,33,{"$f":"IF(LOADPROFILE=0.1,Results_10PoE!C40,IF(LOADPROFILE=0.5,Results_50PoE!C40,\"Invalid Load Profile %\"))","v":607},82.994318181818187,55.32954545454546,27.66477272727273,0,0,14.323646806990382,0,0,0,1548.4814227226723,1548.4814227226723,9.6802862236113028E-3,1.2942382699674283E-3,1.2779191127647584E-5,false,9.2085284266461877E-3,0,0,0,6.2455254102711102,0,0]
[2018,34,{"$f":"IF(LOADPROFILE=0.1,Results_10PoE!C41,IF(LOADPROFILE=0.5,Results_50PoE!C41,\"Invalid Load Profile %\"))","v":498},82.994318181818187,55.32954545454546,27.66477272727273,0,0,15.323646806990382,0,0,0,1671.7861249577597,1671.7861249577597,9.6802862236113028E-3,1.2942382699674283E-3,1.2779191127647584E-5,false,9.2085284266461877E-3,0,0,0,6.7428530757597231,0,0]
[2018,35,{"$f":"IF(LOADPROFILE=0.1,Results_10PoE!C42,IF(LOADPROFILE=0.5,Results_50PoE!C42,\"Invalid Load Profile %\"))","v":388},82.994318181818187,55.32954545454546,27.66477272727273,0,0,16.323646806990382,0,0,0,1117.1003246997113,1117.1003246997113,9.6802862236113028E-3,1.2942382699674283E-3,1.2779191127647584E-5,false,9.2085284266461877E-3,0,0,0,4.5056261969658058,0,0]
[2018,36,{"$f":"IF(LOADPROFILE=0.1,Results_10PoE!C43,IF(LOADPROFILE=0.5,Results_50PoE!C43,\"Invalid Load Profile %\"))","v":319},82.994318181818187,55.32954545454546,27.66477272727273,0,0,17.323646806990382,0,0,0,1116.8081518801475,1116.8081518801475,9.6802862236113028E-3,1.2942382699674283E-3,1.2779191127647584E-5,false,9.2085284266461877E-3,0,0,0,4.504447769674397,0,0]
[2018,37,{"$f":"IF(LOADPROFILE=0.1,Results_10PoE!C44,IF(LOADPROFILE=0.5,Results_50PoE!C44,\"Invalid Load Profile %\"))","v":254},82.994318181818187,55.32954545454546,27.66477272727273,0,0,18.323646806990382,0,0,0,872.32646265128153,872.32646265128153,9.6802862236113028E-3,1.2942382699674283E-3,1.2779191127647584E-5,false,9.2085284266461877E-3,0,0,0,3.5183742010679802,0,0]
[2018,38,{"$f":"IF(LOADPROFILE=0.1,Results_10PoE!C45,IF(LOADPROFILE=0.5,Results_50PoE!C45,\"Invalid Load Profile %\"))","v":206},82.994318181818187,55.32954545454546,27.66477272727273,0,0,19.323646806990382,0,0,0,1245.7426844670733,1245.7426844670733,9.6802862236113028E-3,1.2942382699674283E-3,1.2779191127647584E-5,false,9.2085284266461877E-3,0,0,0,5.0244823582180489,0,0]
[2018,39,{"$f":"IF(LOADPROFILE=0.1,Results_10PoE!C46,IF(LOADPROFILE=0.5,Results_50PoE!C46,\"Invalid Load Profile %\"))","v":141},82.994318181818187,55.32954545454546,27.66477272727273,0,0,20.323646806990382,0,0,0,765.96889429077498,765.96889429077498,9.6802862236113028E-3,1.2942382699674283E-3,1.2779191127647584E-5,false,9.2085284266461877E-3,0,0,0,3.0893997968402345,0,0]
[2018,40,{"$f":"IF(LOADPROFILE=0.1,Results_10PoE!C47,IF(LOADPROFILE=0.5,Results_50PoE!C47,\"Invalid Load Profile %\"))","v":103},82.994318181818187,55.32954545454546,27.66477272727273,0,0,21.323646806990382,0,0,0,993.99737233135318,993.99737233135318,9.6802862236113028E-3,1.2942382699674283E-3,1.2779191127647584E-5,false,9.2085284266461877E-3,0,0,0,4.0091122538123063,0,0]
[2018,41,{"$f":"IF(LOADPROFILE=0.1,Results_10PoE!C48,IF(LOADPROFILE=0.5,Results_50PoE!C48,\"Invalid Load Profile %\"))","v":56},82.994318181818187,55.32954545454546,27.66477272727273,0,0,22.323646806990382,0,0,0,642.07984641656003,642.07984641656003,9.6802862236113028E-3,1.2942382699674283E-3,1.2779191127647584E-5,false,9.2085284266461877E-3,0,0,0,2.5897152767688043,0,0]
[2018,42,{"$f":"IF(LOADPROFILE=0.1,Results_10PoE!C49,IF(LOADPROFILE=0.5,Results_50PoE!C49,\"Invalid Load Profile %\"))","v":27},82.994318181818187,55.32954545454546,27.66477272727273,0,0,23.323646806990382,0,0,0,300.722349928185,300.722349928185,9.6802862236113028E-3,1.2942382699674283E-3,1.2779191127647584E-5,false,9.2085284266461877E-3,0,0,0,1.2129103070610705,0,0]
[2018,43,{"$f":"IF(LOADPROFILE=0.1,Results_10PoE!C50,IF(LOADPROFILE=0.5,Results_50PoE!C50,\"Invalid Load Profile %\"))","v":14},82.994318181818187,55.32954545454546,27.66477272727273,0,0,24.323646806990382,0,0,0,217.11863297553063,217.11863297553063,9.6802862236113028E-3,1.2942382699674283E-3,1.2779191127647584E-5,false,9.2085284266461877E-3,0,0,0,0.87570953024914788,0,0]
[2018,44,{"$f":"IF(LOADPROFILE=0.1,Results_10PoE!C51,IF(LOADPROFILE=0.5,Results_50PoE!C51,\"Invalid Load Profile %\"))","v":5},82.994318181818187,55.32954545454546,27.66477272727273,0,0,25.323646806990382,0,0,0,50.232193299318489,50.232193299318489,9.6802862236113028E-3,1.2942382699674283E-3,1.2779191127647584E-5,false,9.2085284266461877E-3,0,0,0,0.2026026499645848,0,0]
[2018,45,{"$f":"IF(LOADPROFILE=0.1,Results_10PoE!C52,IF(LOADPROFILE=0.5,Results_50PoE!C52,\"Invalid Load Profile %\"))","v":3},82.994318181818187,55.32954545454546,27.66477272727273,0,0,26.323646806990382,0,0,0,26.10790074648175,26.10790074648175,9.6802862236113028E-3,1.2942382699674283E-3,1.2779191127647584E-5,false,9.2085284266461877E-3,0,0,0,0.10530159104801277,0,0]
[2018,46,{"$f":"IF(LOADPROFILE=0.1,Results_10PoE!C53,IF(LOADPROFILE=0.5,Results_50PoE!C53,\"Invalid Load Profile %\"))","v":2},82.994318181818187,55.32954545454546,27.66477272727273,0,0,27.323646806990382,0,0,0,54.199409686608512,54.199409686608512,9.6802862236113028E-3,1.2942382699674283E-3,1.2779191127647584E-5,false,9.2085284266461877E-3,0,0,0,0.21860371422746641,0,0]
[2018,47,{"$f":"IF(LOADPROFILE=0.1,Results_10PoE!C54,IF(LOADPROFILE=0.5,Results_50PoE!C54,\"Invalid Load Profile %\"))","v":0},82.994318181818187,55.32954545454546,27.66477272727273,0,0,28.323646806990382,0,0,0,0,0,9.6802862236113028E-3,1.2942382699674283E-3,1.2779191127647584E-5,false,9.2085284266461877E-3,0,0,0,0,0,0]
[2018,48,{"$f":"IF(LOADPROFILE=0.1,Results_10PoE!C55,IF(LOADPROFILE=0.5,Results_50PoE!C55,\"Invalid Load Profile %\"))","v":0},82.994318181818187,55.32954545454546,27.66477272727273,0,0,29.323646806990382,0,0,0,0,0,9.6802862236113028E-3,1.2942382699674283E-3,1.2779191127647584E-5,false,9.2085284266461877E-3,0,0,0,0,0,0]
[2018,49,{"$f":"IF(LOADPROFILE=0.1,Results_10PoE!C56,IF(LOADPROFILE=0.5,Results_50PoE!C56,\"Invalid Load Profile %\"))","v":0},82.994318181818187,55.32954545454546,27.66477272727273,0,0,30.323646806990382,0,0,0,0,0,9.6802862236113028E-3,1.2942382699674283E-3,1.2779191127647584E-5,false,9.2085284266461877E-3,0,0,0,0,0,0]
[2018,50,{"$f":"IF(LOADPROFILE=0.1,Results_10PoE!C57,IF(LOADPROFILE=0.5,Results_50PoE!C57,\"Invalid Load Profile %\"))","v":0},82.994318181818187,55.32954545454546,27.66477272727273,0,0,31.323646806990382,0,0,0,0,0,9.6802862236113028E-3,1.2942382699674283E-3,1.2779191127647584E-5,false,9.2085284266461877E-3,0,0,0,0,0,0]
[2018,51,{"$f":"IF(LOADPROFILE=0.1,Results_10PoE!C58,IF(LOADPROFILE=0.5,Results_50PoE!C58,\"Invalid Load Profile %\"))","v":0},82.994318181818187,55.32954545454546,27.66477272727273,0,0,32.323646806990382,0,0,0,0,0,9.6802862236113028E-3,1.2942382699674283E-3,1.2779191127647584E-5,false,9.2085284266461877E-3,0,0,0,0,0,0]
[2018,52,{"$f":"IF(LOADPROFILE=0.1,Results_10PoE!C59,IF(LOADPROFILE=0.5,Results_50PoE!C59,\"Invalid Load Profile %\"))","v":0},82.994318181818187,55.32954545454546,27.66477272727273,0,0,33.323646806990382,0,0,0,0,0,9.6802862236113028E-3,1.2942382699674283E-3,1.2779191127647584E-5,false,9.2085284266461877E-3,0,0,0,0,0,0]
[2018,53,{"$f":"IF(LOADPROFILE=0.1,Results_10PoE!C60,IF(LOADPROFILE=0.5,Results_50PoE!C60,\"Invalid Load Profile %\"))","v":0},82.994318181818187,55.32954545454546,27.66477272727273,0,0,34.323646806990382,0,0,0,0,0,9.6802862236113028E-3,1.2942382699674283E-3,1.2779191127647584E-5,false,9.2085284266461877E-3,0,0,0,0,0,0]
[2018,54,{"$f":"IF(LOADPROFILE=0.1,Results_10PoE!C61,IF(LOADPROFILE=0.5,Results_50PoE!C61,\"Invalid Load Profile %\"))","v":0},82.994318181818187,55.32954545454546,27.66477272727273,0,0,35.323646806990382,0,0,0,0,0,9.6802862236113028E-3,1.2942382699674283E-3,1.2779191127647584E-5,false,9.2085284266461877E-3,0,0,0,0,0,0]
[2018,55,{"$f":"IF(LOADPROFILE=0.1,Results_10PoE!C62,IF(LOADPROFILE=0.5,Results_50PoE!C62,\"Invalid Load Profile %\"))","v":0},82.994318181818187,55.32954545454546,27.66477272727273,0,0,36.323646806990382,0,0,0,0,0,9.6802862236113028E-3,1.2942382699674283E-3,1.2779191127647584E-5,false,9.2085284266461877E-3,0,0,0,0,0,0]
[2018,56,{"$f":"IF(LOADPROFILE=0.1,Results_10PoE!C63,IF(LOADPROFILE=0.5,Results_50PoE!C63,\"Invalid Load Profile %\"))","v":0},82.994318181818187,55.32954545454546,27.66477272727273,0,0,37.323646806990382,0,0,0,0,0,9.6802862236113028E-3,1.2942382699674283E-3,1.2779191127647584E-5,false,9.2085284266461877E-3,0,0,0,0,0,0]
[2018,57,{"$f":"IF(LOADPROFILE=0.1,Results_10PoE!C64,IF(LOADPROFILE=0.5,Results_50PoE!C64,\"Invalid Load Profile %\"))","v":0},82.994318181818187,55.32954545454546,27.66477272727273,0,0,38.323646806990382,0,0,0,0,0,9.6802862236113028E-3,1.2942382699674283E-3,1.2779191127647584E-5,false,9.2085284266461877E-3,0,0,0,0,0,0]
[2018,58,{"$f":"IF(LOADPROFILE=0.1,Results_10PoE!C65,IF(LOADPROFILE=0.5,Results_50PoE!C65,\"Invalid Load Profile %\"))","v":0},82.994318181818187,55.32954545454546,27.66477272727273,0,0,39.323646806990382,0,0,0,0,0,9.6802862236113028E-3,1.2942382699674283E-3,1.2779191127647584E-5,false,9.2085284266461877E-3,0,0,0,0,0,0]
[2018,59,{"$f":"IF(LOADPROFILE=0.1,Results_10PoE!C66,IF(LOADPROFILE=0.5,Results_50PoE!C66,\"Invalid Load Profile %\"))","v":0},82.994318181818187,55.32954545454546,27.66477272727273,0,0,40.323646806990382,0,0,0,0,0,9.6802862236113028E-3,1.2942382699674283E-3,1.2779191127647584E-5,false,9.2085284266461877E-3,0,0,0,0,0,0]
[2018,60,{"$f":"IF(LOADPROFILE=0.1,Results_10PoE!C67,IF(LOADPROFILE=0.5,Results_50PoE!C67,\"Invalid Load Profile %\"))","v":0},82.994318181818187,55.32954545454546,27.66477272727273,0,0,41.323646806990382,0,0,0,0,0,9.6802862236113028E-3,1.2942382699674283E-3,1.2779191127647584E-5,false,9.2085284266461877E-3,0,0,0,0,0,0]
[2018,61,{"$f":"IF(LOADPROFILE=0.1,Results_10PoE!C68,IF(LOADPROFILE=0.5,Results_50PoE!C68,\"Invalid Load Profile %\"))","v":0},82.994318181818187,55.32954545454546,27.66477272727273,0,0,42.323646806990382,0,0,0,0,0,9.6802862236113028E-3,1.2942382699674283E-3,1.2779191127647584E-5,false,9.2085284266461877E-3,0,0,0,0,0,0]
[2018,62,{"$f":"IF(LOADPROFILE=0.1,Results_10PoE!C69,IF(LOADPROFILE=0.5,Results_50PoE!C69,\"Invalid Load Profile %\"))","v":0},82.994318181818187,55.32954545454546,27.66477272727273,0,0,43.323646806990382,0,0,0,0,0,9.6802862236113028E-3,1.2942382699674283E-3,1.2779191127647584E-5,false,9.2085284266461877E-3,0,0,0,0,0,0]
[2018,63,{"$f":"IF(LOADPROFILE=0.1,Results_10PoE!C70,IF(LOADPROFILE=0.5,Results_50PoE!C70,\"Invalid Load Profile %\"))","v":0},82.994318181818187,55.32954545454546,27.66477272727273,0,0,44.323646806990382,0,0,0,0,0,9.6802862236113028E-3,1.2942382699674283E-3,1.2779191127647584E-5,false,9.2085284266461877E-3,0,0,0,0,0,0]
[2018,64,{"$f":"IF(LOADPROFILE=0.1,Results_10PoE!C71,IF(LOADPROFILE=0.5,Results_50PoE!C71,\"Invalid Load Profile %\"))","v":0},82.994318181818187,55.32954545454546,27.66477272727273,0,0,45.323646806990382,0,0,0,0,0,9.6802862236113028E-3,1.2942382699674283E-3,1.2779191127647584E-5,false,9.2085284266461877E-3,0,0,0,0,0,0]
[2018,65,{"$f":"IF(LOADPROFILE=0.1,Results_10PoE!C72,IF(LOADPROFILE=0.5,Results_50PoE!C72,\"Invalid Load Profile %\"))","v":0},82.994318181818187,55.32954545454546,27.66477272727273,0,0,46.323646806990382,0,0,0,0,0,9.6802862236113028E-3,1.2942382699674283E-3,1.2779191127647584E-5,false,9.2085284266461877E-3,0,0,0,0,0,0]
[2018,66,{"$f":"IF(LOADPROFILE=0.1,Results_10PoE!C73,IF(LOADPROFILE=0.5,Results_50PoE!C73,\"Invalid Load Profile %\"))","v":0},{"$f":"VLOOKUP($A102,$Q$4:$AB$26,6,FALSE)","v":82.994318181818187},{"$f":"VLOOKUP($A102,$Q$4:$AB$26,7,FALSE)","v":55.32954545454546},{"$f":"VLOOKUP($A102,$Q$4:$AB$26,9,FALSE)","v":27.66477272727273},{"$f":"VLOOKUP($A102,$Q$4:$AB$26,10,FALSE)","v":0},{"$f":"VLOOKUP($A102,$Q$4:$AB$26,11,FALSE)","v":0},{"$f":"IF(B102-VLOOKUP(A102,$Q$4:$AB$26,12,FALSE)<0,0,B102-VLOOKUP(A102,$Q$4:$AB$26,12,FALSE))","v":47.323646806990382},{"$f":"IF(B102=150,0,IF(IF($I102>D102,($I102-D102)*($C102-$C103),0)<0,0,IF($I102>D102,($I102-D102)*($C102-$C103),0)))*$Y$30","v":0},{"$f":"IF(C102=150,0,IF(IF($I102>E102,($I102-E102)*($C102-$C103),0)<0,0,IF($I102>E102,($I102-E102)*($C102-$C103),0)))*$Y$30","v":0},{"$f":"IF(D102=150,0,IF(IF($I102>F102,($I102-F102)*($C102-$C103),0)<0,0,IF($I102>F102,($I102-F102)*($C102-$C103),0)))*$Y$30","v":0},{"$f":"IF(E102=150,0,IF(IF($I102>G102,($I102-G102)*($C102-$C103),0)<0,0,IF($I102>G102,($I102-G102)*($C102-$C103),0)))*$Y$30","v":0},{"$f":"IF(F102=150,0,IF(IF($I102>H102,($I102-H102)*($C102-$C103),0)<0,0,IF($I102>H102,($I102-H102)*($C102-$C103),0)))*$Y$30","v":0},{"$f":"VLOOKUP($A102, $Q$4:$BB$26,33,FALSE)","v":9.6802862236113028E-3},{"$f":"VLOOKUP($A102, $Q$4:$BB$26,34,FALSE)","v":1.2942382699674283E-3},{"$f":"VLOOKUP($A102, $Q$4:$BB$26,35,FALSE)","v":1.2779191127647584E-5},{"$f":"VLOOKUP($A102, $Q$4:$BB$26,36,FALSE)","v":false},{"$f":"VLOOKUP($A102, $Q$4:$BB$26,37,FALSE)","v":9.2085284266461877E-3},{"$f":"J102*1000*($S$34/365)","v":0},{"$f":"O102*K102*1000*($T$34/365)","v":0},{"$f":"P102*L102*1000*($U$34/365)","v":0},{"$f":"Q102*M102*1000*($V$34/365)","v":0},{"$f":"R102*N102*1000*($W$34/365)","v":0},{"$f":"S102*K102*1000*($X$34/365)","v":0}]
[2018,67,{"$f":"IF(LOADPROFILE=0.1,Results_10PoE!C74,IF(LOADPROFILE=0.5,Results_50PoE!C74,\"Invalid Load Profile %\"))","v":0},82.994318181818187,55.32954545454546,27.66477272727273,0,0,48.323646806990382,0,0,0,0,0,9.6802862236113028E-3,1.2942382699674283E-3,1.2779191127647584E-5,false,9.2085284266461877E-3,0,0,0,0,0,0]
[2018,68,{"$f":"IF(LOADPROFILE=0.1,Results_10PoE!C75,IF(LOADPROFILE=0.5,Results_50PoE!C75,\"Invalid Load Profile %\"))","v":0},82.994318181818187,55.32954545454546,27.66477272727273,0,0,49.323646806990382,0,0,0,0,0,9.6802862236113028E-3,1.2942382699674283E-3,1.2779191127647584E-5,false,9.2085284266461877E-3,0,0,0,0,0,0]
[2018,69,{"$f":"IF(LOADPROFILE=0.1,Results_10PoE!C76,IF(LOADPROFILE=0.5,Results_50PoE!C76,\"Invalid Load Profile %\"))","v":0},82.994318181818187,55.32954545454546,27.66477272727273,0,0,50.323646806990382,0,0,0,0,0,9.6802862236113028E-3,1.2942382699674283E-3,1.2779191127647584E-5,false,9.2085284266461877E-3,0,0,0,0,0,0]
[2018,70,{"$f":"IF(LOADPROFILE=0.1,Results_10PoE!C77,IF(LOADPROFILE=0.5,Results_50PoE!C77,\"Invalid Load Profile %\"))","v":0},82.994318181818187,55.32954545454546,27.66477272727273,0,0,51.323646806990382,0,0,0,0,0,9.6802862236113028E-3,1.2942382699674283E-3,1.2779191127647584E-5,false,9.2085284266461877E-3,0,0,0,0,0,0]
[2018,71,{"$f":"IF(LOADPROFILE=0.1,Results_10PoE!C78,IF(LOADPROFILE=0.5,Results_50PoE!C78,\"Invalid Load Profile %\"))","v":0},82.994318181818187,55.32954545454546,27.66477272727273,0,0,52.323646806990382,0,0,0,0,0,9.6802862236113028E-3,1.2942382699674283E-3,1.2779191127647584E-5,false,9.2085284266461877E-3,0,0,0,0,0,0]
[2018,72,{"$f":"IF(LOADPROFILE=0.1,Results_10PoE!C79,IF(LOADPROFILE=0.5,Results_50PoE!C79,\"Invalid Load Profile %\"))","v":0},82.994318181818187,55.32954545454546,27.66477272727273,0,0,53.323646806990382,0,0,0,0,0,9.6802862236113028E-3,1.2942382699674283E-3,1.2779191127647584E-5,false,9.2085284266461877E-3,0,0,0,0,0,0]
[2018,73,{"$f":"IF(LOADPROFILE=0.1,Results_10PoE!C80,IF(LOADPROFILE=0.5,Results_50PoE!C80,\"Invalid Load Profile %\"))","v":0},82.994318181818187,55.32954545454546,27.66477272727273,0,0,54.323646806990382,0,0,0,0,0,9.6802862236113028E-3,1.2942382699674283E-3,1.2779191127647584E-5,false,9.2085284266461877E-3,0,0,0,0,0,0]
[2018,74,{"$f":"IF(LOADPROFILE=0.1,Results_10PoE!C81,IF(LOADPROFILE=0.5,Results_50PoE!C81,\"Invalid Load Profile %\"))","v":0},82.994318181818187,55.32954545454546,27.66477272727273,0,0,55.323646806990382,0,0,0,0,0,9.6802862236113028E-3,1.2942382699674283E-3,1.2779191127647584E-5,false,9.2085284266461877E-3,0,0,0,0,0,0]
[2018,75,{"$f":"IF(LOADPROFILE=0.1,Results_10PoE!C82,IF(LOADPROFILE=0.5,Results_50PoE!C82,\"Invalid Load Profile %\"))","v":0},82.994318181818187,55.32954545454546,27.66477272727273,0,0,56.323646806990382,0,0,0,0,0,9.6802862236113028E-3,1.2942382699674283E-3,1.2779191127647584E-5,false,9.2085284266461877E-3,0,0,0,0,0,0]
[2018,76,{"$f":"IF(LOADPROFILE=0.1,Results_10PoE!C83,IF(LOADPROFILE=0.5,Results_50PoE!C83,\"Invalid Load Profile %\"))","v":0},82.994318181818187,55.32954545454546,27.66477272727273,0,0,57.323646806990382,0,0,0,0,0,9.6802862236113028E-3,1.2942382699674283E-3,1.2779191127647584E-5,false,9.2085284266461877E-3,0,0,0,0,0,0]
[2018,77,{"$f":"IF(LOADPROFILE=0.1,Results_10PoE!C84,IF(LOADPROFILE=0.5,Results_50PoE!C84,\"Invalid Load Profile %\"))","v":0},82.994318181818187,55.32954545454546,27.66477272727273,0,0,58.323646806990382,0,0,0,0,0,9.6802862236113028E-3,1.2942382699674283E-3,1.2779191127647584E-5,false,9.2085284266461877E-3,0,0,0,0,0,0]
[2018,78,{"$f":"IF(LOADPROFILE=0.1,Results_10PoE!C85,IF(LOADPROFILE=0.5,Results_50PoE!C85,\"Invalid Load Profile %\"))","v":0},82.994318181818187,55.32954545454546,27.66477272727273,0,0,59.323646806990382,0,0,0,0,0,9.6802862236113028E-3,1.2942382699674283E-3,1.2779191127647584E-5,false,9.2085284266461877E-3,0,0,0,0,0,0]
[2018,79,{"$f":"IF(LOADPROFILE=0.1,Results_10PoE!C86,IF(LOADPROFILE=0.5,Results_50PoE!C86,\"Invalid Load Profile %\"))","v":0},82.994318181818187,55.32954545454546,27.66477272727273,0,0,60.323646806990382,0,0,0,0,0,9.6802862236113028E-3,1.2942382699674283E-3,1.2779191127647584E-5,false,9.2085284266461877E-3,0,0,0,0,0,0]
[2018,80,{"$f":"IF(LOADPROFILE=0.1,Results_10PoE!C87,IF(LOADPROFILE=0.5,Results_50PoE!C87,\"Invalid Load Profile %\"))","v":0},82.994318181818187,55.32954545454546,27.66477272727273,0,0,61.323646806990382,0,0,0,0,0,9.6802862236113028E-3,1.2942382699674283E-3,1.2779191127647584E-5,false,9.2085284266461877E-3,0,0,0,0,0,0]
[2018,81,{"$f":"IF(LOADPROFILE=0.1,Results_10PoE!C88,IF(LOADPROFILE=0.5,Results_50PoE!C88,\"Invalid Load Profile %\"))","v":0},82.994318181818187,55.32954545454546,27.66477272727273,0,0,62.323646806990382,0,0,0,0,0,9.6802862236113028E-3,1.2942382699674283E-3,1.2779191127647584E-5,false,9.2085284266461877E-3,0,0,0,0,0,0]
[2018,82,{"$f":"IF(LOADPROFILE=0.1,Results_10PoE!C89,IF(LOADPROFILE=0.5,Results_50PoE!C89,\"Invalid Load Profile %\"))","v":0},82.994318181818187,55.32954545454546,27.66477272727273,0,0,63.323646806990382,0,0,0,0,0,9.6802862236113028E-3,1.2942382699674283E-3,1.2779191127647584E-5,false,9.2085284266461877E-3,0,0,0,0,0,0]
[2018,83,{"$f":"IF(LOADPROFILE=0.1,Results_10PoE!C90,IF(LOADPROFILE=0.5,Results_50PoE!C90,\"Invalid Load Profile %\"))","v":0},82.994318181818187,55.32954545454546,27.66477272727273,0,0,64.323646806990382,0,0,0,0,0,9.6802862236113028E-3,1.2942382699674283E-3,1.2779191127647584E-5,false,9.2085284266461877E-3,0,0,0,0,0,0]
[2018,84,{"$f":"IF(LOADPROFILE=0.1,Results_10PoE!C91,IF(LOADPROFILE=0.5,Results_50PoE!C91,\"Invalid Load Profile %\"))","v":0},82.994318181818187,55.32954545454546,27.66477272727273,0,0,65.323646806990382,0,0,0,0,0,9.6802862236113028E-3,1.2942382699674283E-3,1.2779191127647584E-5,false,9.2085284266461877E-3,0,0,0,0,0,0]
[2018,85,{"$f":"IF(LOADPROFILE=0.1,Results_10PoE!C92,IF(LOADPROFILE=0.5,Results_50PoE!C92,\"Invalid Load Profile %\"))","v":0},82.994318181818187,55.32954545454546,27.66477272727273,0,0,66.323646806990382,0,0,0,0,0,9.6802862236113028E-3,1.2942382699674283E-3,1.2779191127647584E-5,false,9.2085284266461877E-3,0,0,0,0,0,0]
[2018,86,{"$f":"IF(LOADPROFILE=0.1,Results_10PoE!C93,IF(LOADPROFILE=0.5,Results_50PoE!C93,\"Invalid Load Profile %\"))","v":0},82.994318181818187,55.32954545454546,27.66477272727273,0,0,67.323646806990382,0,0,0,0,0,9.6802862236113028E-3,1.2942382699674283E-3,1.2779191127647584E-5,false,9.2085284266461877E-3,0,0,0,0,0,0]
[2018,87,{"$f":"IF(LOADPROFILE=0.1,Results_10PoE!C94,IF(LOADPROFILE=0.5,Results_50PoE!C94,\"Invalid Load Profile %\"))","v":0},82.994318181818187,55.32954545454546,27.66477272727273,0,0,68.323646806990382,0,0,0,0,0,9.6802862236113028E-3,1.2942382699674283E-3,1.2779191127647584E-5,false,9.2085284266461877E-3,0,0,0,0,0,0]
[2018,88,{"$f":"IF(LOADPROFILE=0.1,Results_10PoE!C95,IF(LOADPROFILE=0.5,Results_50PoE!C95,\"Invalid Load Profile %\"))","v":0},82.994318181818187,55.32954545454546,27.66477272727273,0,0,69.323646806990382,0,0,0,0,0,9.6802862236113028E-3,1.2942382699674283E-3,1.2779191127647584E-5,false,9.2085284266461877E-3,0,0,0,0,0,0]
[2018,89,{"$f":"IF(LOADPROFILE=0.1,Results_10PoE!C96,IF(LOADPROFILE=0.5,Results_50PoE!C96,\"Invalid Load Profile %\"))","v":0},82.994318181818187,55.32954545454546,27.66477272727273,0,0,70.323646806990382,0,0,0,0,0,9.6802862236113028E-3,1.2942382699674283E-3,1.2779191127647584E-5,false,9.2085284266461877E-3,0,0,0,0,0,0]
[2018,90,{"$f":"IF(LOADPROFILE=0.1,Results_10PoE!C97,IF(LOADPROFILE=0.5,Results_50PoE!C97,\"Invalid Load Profile %\"))","v":0},82.994318181818187,55.32954545454546,27.66477272727273,0,0,71.323646806990382,0,0,0,0,0,9.6802862236113028E-3,1.2942382699674283E-3,1.2779191127647584E-5,false,9.2085284266461877E-3,0,0,0,0,0,0]
[2018,91,{"$f":"IF(LOADPROFILE=0.1,Results_10PoE!C98,IF(LOADPROFILE=0.5,Results_50PoE!C98,\"Invalid Load Profile %\"))","v":0},82.994318181818187,55.32954545454546,27.66477272727273,0,0,72.323646806990382,0,0,0,0,0,9.6802862236113028E-3,1.2942382699674283E-3,1.2779191127647584E-5,false,9.2085284266461877E-3,0,0,0,0,0,0]
[2018,92,{"$f":"IF(LOADPROFILE=0.1,Results_10PoE!C99,IF(LOADPROFILE=0.5,Results_50PoE!C99,\"Invalid Load Profile %\"))","v":0},82.994318181818187,55.32954545454546,27.66477272727273,0,0,73.323646806990382,0,0,0,0,0,9.6802862236113028E-3,1.2942382699674283E-3,1.2779191127647584E-5,false,9.2085284266461877E-3,0,0,0,0,0,0]
[2018,93,{"$f":"IF(LOADPROFILE=0.1,Results_10PoE!C100,IF(LOADPROFILE=0.5,Results_50PoE!C100,\"Invalid Load Profile %\"))","v":0},82.994318181818187,55.32954545454546,27.66477272727273,0,0,74.323646806990382,0,0,0,0,0,9.6802862236113028E-3,1.2942382699674283E-3,1.2779191127647584E-5,false,9.2085284266461877E-3,0,0,0,0,0,0]
[2018,94,{"$f":"IF(LOADPROFILE=0.1,Results_10PoE!C101,IF(LOADPROFILE=0.5,Results_50PoE!C101,\"Invalid Load Profile %\"))","v":0},82.994318181818187,55.32954545454546,27.66477272727273,0,0,75.323646806990382,0,0,0,0,0,9.6802862236113028E-3,1.2942382699674283E-3,1.2779191127647584E-5,false,9.2085284266461877E-3,0,0,0,0,0,0]
[2018,95,{"$f":"IF(LOADPROFILE=0.1,Results_10PoE!C102,IF(LOADPROFILE=0.5,Results_50PoE!C102,\"Invalid Load Profile %\"))","v":0},82.994318181818187,55.32954545454546,27.66477272727273,0,0,76.323646806990382,0,0,0,0,0,9.6802862236113028E-3,1.2942382699674283E-3,1.2779191127647584E-5,false,9.2085284266461877E-3,0,0,0,0,0,0]
[2018,96,{"$f":"IF(LOADPROFILE=0.1,Results_10PoE!C103,IF(LOADPROFILE=0.5,Results_50PoE!C103,\"Invalid Load Profile %\"))","v":0},82.994318181818187,55.32954545454546,27.66477272727273,0,0,77.323646806990382,0,0,0,0,0,9.6802862236113028E-3,1.2942382699674283E-3,1.2779191127647584E-5,false,9.2085284266461877E-3,0,0,0,0,0,0]
[2018,97,{"$f":"IF(LOADPROFILE=0.1,Results_10PoE!C104,IF(LOADPROFILE=0.5,Results_50PoE!C104,\"Invalid Load Profile %\"))","v":0},82.994318181818187,55.32954545454546,27.66477272727273,0,0,78.323646806990382,0,0,0,0,0,9.6802862236113028E-3,1.2942382699674283E-3,1.2779191127647584E-5,false,9.2085284266461877E-3,0,0,0,0,0,0]
[2018,98,{"$f":"IF(LOADPROFILE=0.1,Results_10PoE!C105,IF(LOADPROFILE=0.5,Results_50PoE!C105,\"Invalid Load Profile %\"))","v":0},82.994318181818187,55.32954545454546,27.66477272727273,0,0,79.323646806990382,0,0,0,0,0,9.6802862236113028E-3,1.2942382699674283E-3,1.2779191127647584E-5,false,9.2085284266461877E-3,0,0,0,0,0,0]
[2018,99,{"$f":"IF(LOADPROFILE=0.1,Results_10PoE!C106,IF(LOADPROFILE=0.5,Results_50PoE!C106,\"Invalid Load Profile %\"))","v":0},82.994318181818187,55.32954545454546,27.66477272727273,0,0,80.323646806990382,0,0,0,0,0,9.6802862236113028E-3,1.2942382699674283E-3,1.2779191127647584E-5,false,9.2085284266461877E-3,0,0,0,0,0,0]
[2018,100,{"$f":"IF(LOADPROFILE=0.1,Results_10PoE!C107,IF(LOADPROFILE=0.5,Results_50PoE!C107,\"Invalid Load Profile %\"))","v":0},82.994318181818187,55.32954545454546,27.66477272727273,0,0,81.323646806990382,0,0,0,0,0,9.6802862236113028E-3,1.2942382699674283E-3,1.2779191127647584E-5,false,9.2085284266461877E-3,0,0,0,0,0,0]
[2018,101,{"$f":"IF(LOADPROFILE=0.1,Results_10PoE!C108,IF(LOADPROFILE=0.5,Results_50PoE!C108,\"Invalid Load Profile %\"))","v":0},82.994318181818187,55.32954545454546,27.66477272727273,0,0,82.323646806990382,0,0,0,0,0,9.6802862236113028E-3,1.2942382699674283E-3,1.2779191127647584E-5,false,9.2085284266461877E-3,0,0,0,0,0,0]
[2018,102,{"$f":"IF(LOADPROFILE=0.1,Results_10PoE!C109,IF(LOADPROFILE=0.5,Results_50PoE!C109,\"Invalid Load Profile %\"))","v":0},82.994318181818187,55.32954545454546,27.66477272727273,0,0,83.323646806990382,0,0,0,0,0,9.6802862236113028E-3,1.2942382699674283E-3,1.2779191127647584E-5,false,9.2085284266461877E-3,0,0,0,0,0,0]
[2018,103,{"$f":"IF(LOADPROFILE=0.1,Results_10PoE!C110,IF(LOADPROFILE=0.5,Results_50PoE!C110,\"Invalid Load Profile %\"))","v":0},82.994318181818187,55.32954545454546,27.66477272727273,0,0,84.323646806990382,0,0,0,0,0,9.6802862236113028E-3,1.2942382699674283E-3,1.2779191127647584E-5,false,9.2085284266461877E-3,0,0,0,0,0,0]
[2018,104,{"$f":"IF(LOADPROFILE=0.1,Results_10PoE!C111,IF(LOADPROFILE=0.5,Results_50PoE!C111,\"Invalid Load Profile %\"))","v":0},82.994318181818187,55.32954545454546,27.66477272727273,0,0,85.323646806990382,0,0,0,0,0,9.6802862236113028E-3,1.2942382699674283E-3,1.2779191127647584E-5,false,9.2085284266461877E-3,0,0,0,0,0,0]
[2018,105,{"$f":"IF(LOADPROFILE=0.1,Results_10PoE!C112,IF(LOADPROFILE=0.5,Results_50PoE!C112,\"Invalid Load Profile %\"))","v":0},82.994318181818187,55.32954545454546,27.66477272727273,0,0,86.323646806990382,0,0,0,0,0,9.6802862236113028E-3,1.2942382699674283E-3,1.2779191127647584E-5,false,9.2085284266461877E-3,0,0,0,0,0,0]
[2018,106,{"$f":"IF(LOADPROFILE=0.1,Results_10PoE!C113,IF(LOADPROFILE=0.5,Results_50PoE!C113,\"Invalid Load Profile %\"))","v":0},82.994318181818187,55.32954545454546,27.66477272727273,0,0,87.323646806990382,0,0,0,0,0,9.6802862236113028E-3,1.2942382699674283E-3,1.2779191127647584E-5,false,9.2085284266461877E-3,0,0,0,0,0,0]
[2018,107,{"$f":"IF(LOADPROFILE=0.1,Results_10PoE!C114,IF(LOADPROFILE=0.5,Results_50PoE!C114,\"Invalid Load Profile %\"))","v":0},82.994318181818187,55.32954545454546,27.66477272727273,0,0,88.323646806990382,0,0,0,0,0,9.6802862236113028E-3,1.2942382699674283E-3,1.2779191127647584E-5,false,9.2085284266461877E-3,0,0,0,0,0,0]
[2018,108,{"$f":"IF(LOADPROFILE=0.1,Results_10PoE!C115,IF(LOADPROFILE=0.5,Results_50PoE!C115,\"Invalid Load Profile %\"))","v":0},82.994318181818187,55.32954545454546,27.66477272727273,0,0,89.323646806990382,0,0,0,0,0,9.6802862236113028E-3,1.2942382699674283E-3,1.2779191127647584E-5,false,9.2085284266461877E-3,0,0,0,0,0,0]
[2018,109,{"$f":"IF(LOADPROFILE=0.1,Results_10PoE!C116,IF(LOADPROFILE=0.5,Results_50PoE!C116,\"Invalid Load Profile %\"))","v":0},82.994318181818187,55.32954545454546,27.66477272727273,0,0,90.323646806990382,0,0,0,0,0,9.6802862236113028E-3,1.2942382699674283E-3,1.2779191127647584E-5,false,9.2085284266461877E-3,0,0,0,0,0,0]
[2018,110,{"$f":"IF(LOADPROFILE=0.1,Results_10PoE!C117,IF(LOADPROFILE=0.5,Results_50PoE!C117,\"Invalid Load Profile %\"))","v":0},82.994318181818187,55.32954545454546,27.66477272727273,0,0,91.323646806990382,0,0,0,0,0,9.6802862236113028E-3,1.2942382699674283E-3,1.2779191127647584E-5,false,9.2085284266461877E-3,0,0,0,0,0,0]
[2018,111,{"$f":"IF(LOADPROFILE=0.1,Results_10PoE!C118,IF(LOADPROFILE=0.5,Results_50PoE!C118,\"Invalid Load Profile %\"))","v":0},82.994318181818187,55.32954545454546,27.66477272727273,0,0,92.323646806990382,0,0,0,0,0,9.6802862236113028E-3,1.2942382699674283E-3,1.2779191127647584E-5,false,9.2085284266461877E-3,0,0,0,0,0,0]
[2018,112,{"$f":"IF(LOADPROFILE=0.1,Results_10PoE!C119,IF(LOADPROFILE=0.5,Results_50PoE!C119,\"Invalid Load Profile %\"))","v":0},82.994318181818187,55.32954545454546,27.66477272727273,0,0,93.323646806990382,0,0,0,0,0,9.6802862236113028E-3,1.2942382699674283E-3,1.2779191127647584E-5,false,9.2085284266461877E-3,0,0,0,0,0,0]
[2018,113,{"$f":"IF(LOADPROFILE=0.1,Results_10PoE!C120,IF(LOADPROFILE=0.5,Results_50PoE!C120,\"Invalid Load Profile %\"))","v":0},82.994318181818187,55.32954545454546,27.66477272727273,0,0,94.323646806990382,0,0,0,0,0,9.6802862236113028E-3,1.2942382699674283E-3,1.2779191127647584E-5,false,9.2085284266461877E-3,0,0,0,0,0,0]
[2018,114,{"$f":"IF(LOADPROFILE=0.1,Results_10PoE!C121,IF(LOADPROFILE=0.5,Results_50PoE!C121,\"Invalid Load Profile %\"))","v":0},82.994318181818187,55.32954545454546,27.66477272727273,0,0,95.323646806990382,0,0,0,0,0,9.6802862236113028E-3,1.2942382699674283E-3,1.2779191127647584E-5,false,9.2085284266461877E-3,0,0,0,0,0,0]
[2018,115,{"$f":"IF(LOADPROFILE=0.1,Results_10PoE!C122,IF(LOADPROFILE=0.5,Results_50PoE!C122,\"Invalid Load Profile %\"))","v":0},82.994318181818187,55.32954545454546,27.66477272727273,0,0,96.323646806990382,0,0,0,0,0,9.6802862236113028E-3,1.2942382699674283E-3,1.2779191127647584E-5,false,9.2085284266461877E-3,0,0,0,0,0,0]
[2018,116,{"$f":"IF(LOADPROFILE=0.1,Results_10PoE!C123,IF(LOADPROFILE=0.5,Results_50PoE!C123,\"Invalid Load Profile %\"))","v":0},82.994318181818187,55.32954545454546,27.66477272727273,0,0,97.323646806990382,0,0,0,0,0,9.6802862236113028E-3,1.2942382699674283E-3,1.2779191127647584E-5,false,9.2085284266461877E-3,0,0,0,0,0,0]
[2018,117,{"$f":"IF(LOADPROFILE=0.1,Results_10PoE!C124,IF(LOADPROFILE=0.5,Results_50PoE!C124,\"Invalid Load Profile %\"))","v":0},82.994318181818187,55.32954545454546,27.66477272727273,0,0,98.323646806990382,0,0,0,0,0,9.6802862236113028E-3,1.2942382699674283E-3,1.2779191127647584E-5,false,9.2085284266461877E-3,0,0,0,0,0,0]
[2018,118,{"$f":"IF(LOADPROFILE=0.1,Results_10PoE!C125,IF(LOADPROFILE=0.5,Results_50PoE!C125,\"Invalid Load Profile %\"))","v":0},82.994318181818187,55.32954545454546,27.66477272727273,0,0,99.323646806990382,0,0,0,0,0,9.6802862236113028E-3,1.2942382699674283E-3,1.2779191127647584E-5,false,9.2085284266461877E-3,0,0,0,0,0,0]
[2018,119,{"$f":"IF(LOADPROFILE=0.1,Results_10PoE!C126,IF(LOADPROFILE=0.5,Results_50PoE!C126,\"Invalid Load Profile %\"))","v":0},82.994318181818187,55.32954545454546,27.66477272727273,0,0,100.32364680699038,0,0,0,0,0,9.6802862236113028E-3,1.2942382699674283E-3,1.2779191127647584E-5,false,9.2085284266461877E-3,0,0,0,0,0,0]
[2018,120,{"$f":"IF(LOADPROFILE=0.1,Results_10PoE!C127,IF(LOADPROFILE=0.5,Results_50PoE!C127,\"Invalid Load Profile %\"))","v":0},82.994318181818187,55.32954545454546,27.66477272727273,0,0,101.32364680699038,0,0,0,0,0,9.6802862236113028E-3,1.2942382699674283E-3,1.2779191127647584E-5,false,9.2085284266461877E-3,0,0,0,0,0,0]
[2018,121,{"$f":"IF(LOADPROFILE=0.1,Results_10PoE!C128,IF(LOADPROFILE=0.5,Results_50PoE!C128,\"Invalid Load Profile %\"))","v":0},82.994318181818187,55.32954545454546,27.66477272727273,0,0,102.32364680699038,0,0,0,0,0,9.6802862236113028E-3,1.2942382699674283E-3,1.2779191127647584E-5,false,9.2085284266461877E-3,0,0,0,0,0,0]
[2018,122,{"$f":"IF(LOADPROFILE=0.1,Results_10PoE!C129,IF(LOADPROFILE=0.5,Results_50PoE!C129,\"Invalid Load Profile %\"))","v":0},82.994318181818187,55.32954545454546,27.66477272727273,0,0,103.32364680699038,0,0,0,0,0,9.6802862236113028E-3,1.2942382699674283E-3,1.2779191127647584E-5,false,9.2085284266461877E-3,0,0,0,0,0,0]
[2018,123,{"$f":"IF(LOADPROFILE=0.1,Results_10PoE!C130,IF(LOADPROFILE=0.5,Results_50PoE!C130,\"Invalid Load Profile %\"))","v":0},82.994318181818187,55.32954545454546,27.66477272727273,0,0,104.32364680699038,0,0,0,0,0,9.6802862236113028E-3,1.2942382699674283E-3,1.2779191127647584E-5,false,9.2085284266461877E-3,0,0,0,0,0,0]
[2018,124,{"$f":"IF(LOADPROFILE=0.1,Results_10PoE!C131,IF(LOADPROFILE=0.5,Results_50PoE!C131,\"Invalid Load Profile %\"))","v":0},82.994318181818187,55.32954545454546,27.66477272727273,0,0,105.32364680699038,0,0,0,0,0,9.6802862236113028E-3,1.2942382699674283E-3,1.2779191127647584E-5,false,9.2085284266461877E-3,0,0,0,0,0,0]
[2018,125,{"$f":"IF(LOADPROFILE=0.1,Results_10PoE!C132,IF(LOADPROFILE=0.5,Results_50PoE!C132,\"Invalid Load Profile %\"))","v":0},82.994318181818187,55.32954545454546,27.66477272727273,0,0,106.32364680699038,0,0,0,0,0,9.6802862236113028E-3,1.2942382699674283E-3,1.2779191127647584E-5,false,9.2085284266461877E-3,0,0,0,0,0,0]
[2018,126,{"$f":"IF(LOADPROFILE=0.1,Results_10PoE!C133,IF(LOADPROFILE=0.5,Results_50PoE!C133,\"Invalid Load Profile %\"))","v":0},82.994318181818187,55.32954545454546,27.66477272727273,0,0,107.32364680699038,0,0,0,0,0,9.6802862236113028E-3,1.2942382699674283E-3,1.2779191127647584E-5,false,9.2085284266461877E-3,0,0,0,0,0,0]
[2018,127,{"$f":"IF(LOADPROFILE=0.1,Results_10PoE!C134,IF(LOADPROFILE=0.5,Results_50PoE!C134,\"Invalid Load Profile %\"))","v":0},82.994318181818187,55.32954545454546,27.66477272727273,0,0,108.32364680699038,0,0,0,0,0,9.6802862236113028E-3,1.2942382699674283E-3,1.2779191127647584E-5,false,9.2085284266461877E-3,0,0,0,0,0,0]
[2018,128,{"$f":"IF(LOADPROFILE=0.1,Results_10PoE!C135,IF(LOADPROFILE=0.5,Results_50PoE!C135,\"Invalid Load Profile %\"))","v":0},82.994318181818187,55.32954545454546,27.66477272727273,0,0,109.32364680699038,0,0,0,0,0,9.6802862236113028E-3,1.2942382699674283E-3,1.2779191127647584E-5,false,9.2085284266461877E-3,0,0,0,0,0,0]
[2018,129,{"$f":"IF(LOADPROFILE=0.1,Results_10PoE!C136,IF(LOADPROFILE=0.5,Results_50PoE!C136,\"Invalid Load Profile %\"))","v":0},82.994318181818187,55.32954545454546,27.66477272727273,0,0,110.32364680699038,0,0,0,0,0,9.6802862236113028E-3,1.2942382699674283E-3,1.2779191127647584E-5,false,9.2085284266461877E-3,0,0,0,0,0,0]
[2018,130,{"$f":"IF(LOADPROFILE=0.1,Results_10PoE!C137,IF(LOADPROFILE=0.5,Results_50PoE!C137,\"Invalid Load Profile %\"))","v":0},{"$f":"VLOOKUP($A166,$Q$4:$AB$26,6,FALSE)","v":82.994318181818187},{"$f":"VLOOKUP($A166,$Q$4:$AB$26,7,FALSE)","v":55.32954545454546},{"$f":"VLOOKUP($A166,$Q$4:$AB$26,9,FALSE)","v":27.66477272727273},{"$f":"VLOOKUP($A166,$Q$4:$AB$26,10,FALSE)","v":0},{"$f":"VLOOKUP($A166,$Q$4:$AB$26,11,FALSE)","v":0},{"$f":"IF(B166-VLOOKUP(A166,$Q$4:$AB$26,12,FALSE)<0,0,B166-VLOOKUP(A166,$Q$4:$AB$26,12,FALSE))","v":111.32364680699038},{"$f":"IF(B166=150,0,IF(IF($I166>D166,($I166-D166)*($C166-$C167),0)<0,0,IF($I166>D166,($I166-D166)*($C166-$C167),0)))*$Y$30","v":0},{"$f":"IF(C166=150,0,IF(IF($I166>E166,($I166-E166)*($C166-$C167),0)<0,0,IF($I166>E166,($I166-E166)*($C166-$C167),0)))*$Y$30","v":0},{"$f":"IF(D166=150,0,IF(IF($I166>F166,($I166-F166)*($C166-$C167),0)<0,0,IF($I166>F166,($I166-F166)*($C166-$C167),0)))*$Y$30","v":0},{"$f":"IF(E166=150,0,IF(IF($I166>G166,($I166-G166)*($C166-$C167),0)<0,0,IF($I166>G166,($I166-G166)*($C166-$C167),0)))*$Y$30","v":0},{"$f":"IF(F166=150,0,IF(IF($I166>H166,($I166-H166)*($C166-$C167),0)<0,0,IF($I166>H166,($I166-H166)*($C166-$C167),0)))*$Y$30","v":0},{"$f":"VLOOKUP($A166, $Q$4:$BB$26,33,FALSE)","v":9.6802862236113028E-3},{"$f":"VLOOKUP($A166, $Q$4:$BB$26,34,FALSE)","v":1.2942382699674283E-3},{"$f":"VLOOKUP($A166, $Q$4:$BB$26,35,FALSE)","v":1.2779191127647584E-5},{"$f":"VLOOKUP($A166, $Q$4:$BB$26,36,FALSE)","v":false},{"$f":"VLOOKUP($A166, $Q$4:$BB$26,37,FALSE)","v":9.2085284266461877E-3},{"$f":"J166*1000*($S$34/365)","v":0},{"$f":"O166*K166*1000*($T$34/365)","v":0},{"$f":"P166*L166*1000*($U$34/365)","v":0},{"$f":"Q166*M166*1000*($V$34/365)","v":0},{"$f":"R166*N166*1000*($W$34/365)","v":0},{"$f":"S166*K166*1000*($X$34/365)","v":0}]
[2018,131,{"$f":"IF(LOADPROFILE=0.1,Results_10PoE!C138,IF(LOADPROFILE=0.5,Results_50PoE!C138,\"Invalid Load Profile %\"))","v":0},82.994318181818187,55.32954545454546,27.66477272727273,0,0,112.32364680699038,0,0,0,0,0,9.6802862236113028E-3,1.2942382699674283E-3,1.2779191127647584E-5,false,9.2085284266461877E-3,0,0,0,0,0,0]
[2018,132,{"$f":"IF(LOADPROFILE=0.1,Results_10PoE!C139,IF(LOADPROFILE=0.5,Results_50PoE!C139,\"Invalid Load Profile %\"))","v":0},82.994318181818187,55.32954545454546,27.66477272727273,0,0,113.32364680699038,0,0,0,0,0,9.6802862236113028E-3,1.2942382699674283E-3,1.2779191127647584E-5,false,9.2085284266461877E-3,0,0,0,0,0,0]
[2018,133,{"$f":"IF(LOADPROFILE=0.1,Results_10PoE!C140,IF(LOADPROFILE=0.5,Results_50PoE!C140,\"Invalid Load Profile %\"))","v":0},82.994318181818187,55.32954545454546,27.66477272727273,0,0,114.32364680699038,0,0,0,0,0,9.6802862236113028E-3,1.2942382699674283E-3,1.2779191127647584E-5,false,9.2085284266461877E-3,0,0,0,0,0,0]
[2018,134,{"$f":"IF(LOADPROFILE=0.1,Results_10PoE!C141,IF(LOADPROFILE=0.5,Results_50PoE!C141,\"Invalid Load Profile %\"))","v":0},82.994318181818187,55.32954545454546,27.66477272727273,0,0,115.32364680699038,0,0,0,0,0,9.6802862236113028E-3,1.2942382699674283E-3,1.2779191127647584E-5,false,9.2085284266461877E-3,0,0,0,0,0,0]
[2018,135,{"$f":"IF(LOADPROFILE=0.1,Results_10PoE!C142,IF(LOADPROFILE=0.5,Results_50PoE!C142,\"Invalid Load Profile %\"))","v":0},82.994318181818187,55.32954545454546,27.66477272727273,0,0,116.32364680699038,0,0,0,0,0,9.6802862236113028E-3,1.2942382699674283E-3,1.2779191127647584E-5,false,9.2085284266461877E-3,0,0,0,0,0,0]
[2018,136,{"$f":"IF(LOADPROFILE=0.1,Results_10PoE!C143,IF(LOADPROFILE=0.5,Results_50PoE!C143,\"Invalid Load Profile %\"))","v":0},82.994318181818187,55.32954545454546,27.66477272727273,0,0,117.32364680699038,0,0,0,0,0,9.6802862236113028E-3,1.2942382699674283E-3,1.2779191127647584E-5,false,9.2085284266461877E-3,0,0,0,0,0,0]
[2018,137,{"$f":"IF(LOADPROFILE=0.1,Results_10PoE!C144,IF(LOADPROFILE=0.5,Results_50PoE!C144,\"Invalid Load Profile %\"))","v":0},82.994318181818187,55.32954545454546,27.66477272727273,0,0,118.32364680699038,0,0,0,0,0,9.6802862236113028E-3,1.2942382699674283E-3,1.2779191127647584E-5,false,9.2085284266461877E-3,0,0,0,0,0,0]
[2018,138,{"$f":"IF(LOADPROFILE=0.1,Results_10PoE!C145,IF(LOADPROFILE=0.5,Results_50PoE!C145,\"Invalid Load Profile %\"))","v":0},82.994318181818187,55.32954545454546,27.66477272727273,0,0,119.32364680699038,0,0,0,0,0,9.6802862236113028E-3,1.2942382699674283E-3,1.2779191127647584E-5,false,9.2085284266461877E-3,0,0,0,0,0,0]
[2018,139,{"$f":"IF(LOADPROFILE=0.1,Results_10PoE!C146,IF(LOADPROFILE=0.5,Results_50PoE!C146,\"Invalid Load Profile %\"))","v":0},82.994318181818187,55.32954545454546,27.66477272727273,0,0,120.32364680699038,0,0,0,0,0,9.6802862236113028E-3,1.2942382699674283E-3,1.2779191127647584E-5,false,9.2085284266461877E-3,0,0,0,0,0,0]
[2018,140,{"$f":"IF(LOADPROFILE=0.1,Results_10PoE!C147,IF(LOADPROFILE=0.5,Results_50PoE!C147,\"Invalid Load Profile %\"))","v":0},82.994318181818187,55.32954545454546,27.66477272727273,0,0,121.32364680699038,0,0,0,0,0,9.6802862236113028E-3,1.2942382699674283E-3,1.2779191127647584E-5,false,9.2085284266461877E-3,0,0,0,0,0,0]
[2018,141,{"$f":"IF(LOADPROFILE=0.1,Results_10PoE!C148,IF(LOADPROFILE=0.5,Results_50PoE!C148,\"Invalid Load Profile %\"))","v":0},82.994318181818187,55.32954545454546,27.66477272727273,0,0,122.32364680699038,0,0,0,0,0,9.6802862236113028E-3,1.2942382699674283E-3,1.2779191127647584E-5,false,9.2085284266461877E-3,0,0,0,0,0,0]
[2018,142,{"$f":"IF(LOADPROFILE=0.1,Results_10PoE!C149,IF(LOADPROFILE=0.5,Results_50PoE!C149,\"Invalid Load Profile %\"))","v":0},82.994318181818187,55.32954545454546,27.66477272727273,0,0,123.32364680699038,0,0,0,0,0,9.6802862236113028E-3,1.2942382699674283E-3,1.2779191127647584E-5,false,9.2085284266461877E-3,0,0,0,0,0,0]
[2018,143,{"$f":"IF(LOADPROFILE=0.1,Results_10PoE!C150,IF(LOADPROFILE=0.5,Results_50PoE!C150,\"Invalid Load Profile %\"))","v":0},82.994318181818187,55.32954545454546,27.66477272727273,0,0,124.32364680699038,0,0,0,0,0,9.6802862236113028E-3,1.2942382699674283E-3,1.2779191127647584E-5,false,9.2085284266461877E-3,0,0,0,0,0,0]
[2018,144,{"$f":"IF(LOADPROFILE=0.1,Results_10PoE!C151,IF(LOADPROFILE=0.5,Results_50PoE!C151,\"Invalid Load Profile %\"))","v":0},82.994318181818187,55.32954545454546,27.66477272727273,0,0,125.32364680699038,0,0,0,0,0,9.6802862236113028E-3,1.2942382699674283E-3,1.2779191127647584E-5,false,9.2085284266461877E-3,0,0,0,0,0,0]
[2018,145,{"$f":"IF(LOADPROFILE=0.1,Results_10PoE!C152,IF(LOADPROFILE=0.5,Results_50PoE!C152,\"Invalid Load Profile %\"))","v":0},82.994318181818187,55.32954545454546,27.66477272727273,0,0,126.32364680699038,0,0,0,0,0,9.6802862236113028E-3,1.2942382699674283E-3,1.2779191127647584E-5,false,9.2085284266461877E-3,0,0,0,0,0,0]
[2018,146,{"$f":"IF(LOADPROFILE=0.1,Results_10PoE!C153,IF(LOADPROFILE=0.5,Results_50PoE!C153,\"Invalid Load Profile %\"))","v":0},82.994318181818187,55.32954545454546,27.66477272727273,0,0,127.32364680699038,0,0,0,0,0,9.6802862236113028E-3,1.2942382699674283E-3,1.2779191127647584E-5,false,9.2085284266461877E-3,0,0,0,0,0,0]
[2018,147,{"$f":"IF(LOADPROFILE=0.1,Results_10PoE!C154,IF(LOADPROFILE=0.5,Results_50PoE!C154,\"Invalid Load Profile %\"))","v":0},82.994318181818187,55.32954545454546,27.66477272727273,0,0,128.32364680699038,0,0,0,0,0,9.6802862236113028E-3,1.2942382699674283E-3,1.2779191127647584E-5,false,9.2085284266461877E-3,0,0,0,0,0,0]
[2018,148,{"$f":"IF(LOADPROFILE=0.1,Results_10PoE!C155,IF(LOADPROFILE=0.5,Results_50PoE!C155,\"Invalid Load Profile %\"))","v":0},82.994318181818187,55.32954545454546,27.66477272727273,0,0,129.32364680699038,0,0,0,0,0,9.6802862236113028E-3,1.2942382699674283E-3,1.2779191127647584E-5,false,9.2085284266461877E-3,0,0,0,0,0,0]
[2018,149,{"$f":"IF(LOADPROFILE=0.1,Results_10PoE!C156,IF(LOADPROFILE=0.5,Results_50PoE!C156,\"Invalid Load Profile %\"))","v":0},82.994318181818187,55.32954545454546,27.66477272727273,0,0,130.32364680699038,0,0,0,0,0,9.6802862236113028E-3,1.2942382699674283E-3,1.2779191127647584E-5,false,9.2085284266461877E-3,0,0,0,0,0,0]
[2018,150,{"$f":"IF(LOADPROFILE=0.1,Results_10PoE!C157,IF(LOADPROFILE=0.5,Results_50PoE!C157,\"Invalid Load Profile %\"))","v":0},82.994318181818187,55.32954545454546,27.66477272727273,0,0,131.32364680699038,0,0,0,0,0,9.6802862236113028E-3,1.2942382699674283E-3,1.2779191127647584E-5,false,9.2085284266461877E-3,0,0,0,0,0,0]
[2019,1,{"$f":"IF(LOADPROFILE=0.1,Results_10PoE!C158,IF(LOADPROFILE=0.5,Results_50PoE!C158,\"Invalid Load Profile %\"))","v":8383},82.994318181818187,55.32954545454546,27.66477272727273,0,0,0,0,0,0,0,0,1.0480308218204237E-2,1.4143294699788622E-3,2.6896334117382322E-5,false,9.6327019781719571E-3,0,0,0,0,0,0]
[2019,2,{"$f":"IF(LOADPROFILE=0.1,Results_10PoE!C159,IF(LOADPROFILE=0.5,Results_50PoE!C159,\"Invalid Load Profile %\"))","v":8201},82.994318181818187,55.32954545454546,27.66477272727273,0,0,0,0,0,0,0,0,1.0480308218204237E-2,1.4143294699788622E-3,2.6896334117382322E-5,false,9.6327019781719571E-3,0,0,0,0,0,0]
[2019,3,{"$f":"IF(LOADPROFILE=0.1,Results_10PoE!C160,IF(LOADPROFILE=0.5,Results_50PoE!C160,\"Invalid Load Profile %\"))","v":7968},82.994318181818187,55.32954545454546,27.66477272727273,0,0,0,0,0,0,0,0,1.0480308218204237E-2,1.4143294699788622E-3,2.6896334117382322E-5,false,9.6327019781719571E-3,0,0,0,0,0,0]
[2019,4,{"$f":"IF(LOADPROFILE=0.1,Results_10PoE!C161,IF(LOADPROFILE=0.5,Results_50PoE!C161,\"Invalid Load Profile %\"))","v":7674},82.994318181818187,55.32954545454546,27.66477272727273,0,0,0,0,0,0,0,0,1.0480308218204237E-2,1.4143294699788622E-3,2.6896334117382322E-5,false,9.6327019781719571E-3,0,0,0,0,0,0]
[2019,5,{"$f":"IF(LOADPROFILE=0.1,Results_10PoE!C162,IF(LOADPROFILE=0.5,Results_50PoE!C162,\"Invalid Load Profile %\"))","v":7277},82.994318181818187,55.32954545454546,27.66477272727273,0,0,0,0,0,0,0,0,1.0480308218204237E-2,1.4143294699788622E-3,2.6896334117382322E-5,false,9.6327019781719571E-3,0,0,0,0,0,0]
[2019,6,{"$f":"IF(LOADPROFILE=0.1,Results_10PoE!C163,IF(LOADPROFILE=0.5,Results_50PoE!C163,\"Invalid Load Profile %\"))","v":6894},82.994318181818187,55.32954545454546,27.66477272727273,0,0,0,0,0,0,0,0,1.0480308218204237E-2,1.4143294699788622E-3,2.6896334117382322E-5,false,9.6327019781719571E-3,0,0,0,0,0,0]
[2019,7,{"$f":"IF(LOADPROFILE=0.1,Results_10PoE!C164,IF(LOADPROFILE=0.5,Results_50PoE!C164,\"Invalid Load Profile %\"))","v":6545},82.994318181818187,55.32954545454546,27.66477272727273,0,0,0,0,0,0,0,0,1.0480308218204237E-2,1.4143294699788622E-3,2.6896334117382322E-5,false,9.6327019781719571E-3,0,0,0,0,0,0]
[2019,8,{"$f":"IF(LOADPROFILE=0.1,Results_10PoE!C165,IF(LOADPROFILE=0.5,Results_50PoE!C165,\"Invalid Load Profile %\"))","v":6166},82.994318181818187,55.32954545454546,27.66477272727273,0,0,0,0,0,0,0,0,1.0480308218204237E-2,1.4143294699788622E-3,2.6896334117382322E-5,false,9.6327019781719571E-3,0,0,0,0,0,0]
[2019,9,{"$f":"IF(LOADPROFILE=0.1,Results_10PoE!C166,IF(LOADPROFILE=0.5,Results_50PoE!C166,\"Invalid Load Profile %\"))","v":5770},82.994318181818187,55.32954545454546,27.66477272727273,0,0,0,0,0,0,0,0,1.0480308218204237E-2,1.4143294699788622E-3,2.6896334117382322E-5,false,9.6327019781719571E-3,0,0,0,0,0,0]
[2019,10,{"$f":"IF(LOADPROFILE=0.1,Results_10PoE!C167,IF(LOADPROFILE=0.5,Results_50PoE!C167,\"Invalid Load Profile %\"))","v":5334},82.994318181818187,55.32954545454546,27.66477272727273,0,0,0,0,0,0,0,0,1.0480308218204237E-2,1.4143294699788622E-3,2.6896334117382322E-5,false,9.6327019781719571E-3,0,0,0,0,0,0]
[2019,11,{"$f":"IF(LOADPROFILE=0.1,Results_10PoE!C168,IF(LOADPROFILE=0.5,Results_50PoE!C168,\"Invalid Load Profile %\"))","v":4980},82.994318181818187,55.32954545454546,27.66477272727273,0,0,0,0,0,0,0,0,1.0480308218204237E-2,1.4143294699788622E-3,2.6896334117382322E-5,false,9.6327019781719571E-3,0,0,0,0,0,0]
[2019,12,{"$f":"IF(LOADPROFILE=0.1,Results_10PoE!C169,IF(LOADPROFILE=0.5,Results_50PoE!C169,\"Invalid Load Profile %\"))","v":4697},82.994318181818187,55.32954545454546,27.66477272727273,0,0,0,0,0,0,0,0,1.0480308218204237E-2,1.4143294699788622E-3,2.6896334117382322E-5,false,9.6327019781719571E-3,0,0,0,0,0,0]
[2019,13,{"$f":"IF(LOADPROFILE=0.1,Results_10PoE!C170,IF(LOADPROFILE=0.5,Results_50PoE!C170,\"Invalid Load Profile %\"))","v":4432},82.994318181818187,55.32954545454546,27.66477272727273,0,0,0,0,0,0,0,0,1.0480308218204237E-2,1.4143294699788622E-3,2.6896334117382322E-5,false,9.6327019781719571E-3,0,0,0,0,0,0]
[2019,14,{"$f":"IF(LOADPROFILE=0.1,Results_10PoE!C171,IF(LOADPROFILE=0.5,Results_50PoE!C171,\"Invalid Load Profile %\"))","v":4247},82.994318181818187,55.32954545454546,27.66477272727273,0,0,0,0,0,0,0,0,1.0480308218204237E-2,1.4143294699788622E-3,2.6896334117382322E-5,false,9.6327019781719571E-3,0,0,0,0,0,0]
[2019,15,{"$f":"IF(LOADPROFILE=0.1,Results_10PoE!C172,IF(LOADPROFILE=0.5,Results_50PoE!C172,\"Invalid Load Profile %\"))","v":4074},82.994318181818187,55.32954545454546,27.66477272727273,0,0,0,0,0,0,0,0,1.0480308218204237E-2,1.4143294699788622E-3,2.6896334117382322E-5,false,9.6327019781719571E-3,0,0,0,0,0,0]
[2019,16,{"$f":"IF(LOADPROFILE=0.1,Results_10PoE!C173,IF(LOADPROFILE=0.5,Results_50PoE!C173,\"Invalid Load Profile %\"))","v":3915},82.994318181818187,55.32954545454546,27.66477272727273,0,0,0,0,0,0,0,0,1.0480308218204237E-2,1.4143294699788622E-3,2.6896334117382322E-5,false,9.6327019781719571E-3,0,0,0,0,0,0]
[2019,17,{"$f":"IF(LOADPROFILE=0.1,Results_10PoE!C174,IF(LOADPROFILE=0.5,Results_50PoE!C174,\"Invalid Load Profile %\"))","v":3779},82.994318181818187,55.32954545454546,27.66477272727273,0,0,0,0,0,0,0,0,1.0480308218204237E-2,1.4143294699788622E-3,2.6896334117382322E-5,false,9.6327019781719571E-3,0,0,0,0,0,0]
[2019,18,{"$f":"IF(LOADPROFILE=0.1,Results_10PoE!C175,IF(LOADPROFILE=0.5,Results_50PoE!C175,\"Invalid Load Profile %\"))","v":3648},82.994318181818187,55.32954545454546,27.66477272727273,0,0,0,0,0,0,0,0,1.0480308218204237E-2,1.4143294699788622E-3,2.6896334117382322E-5,false,9.6327019781719571E-3,0,0,0,0,0,0]
[2019,19,{"$f":"IF(LOADPROFILE=0.1,Results_10PoE!C176,IF(LOADPROFILE=0.5,Results_50PoE!C176,\"Invalid Load Profile %\"))","v":3499},82.994318181818187,55.32954545454546,27.66477272727273,0,0,0.52949061638882355,0,0,0,78.772644384526387,78.772644384526387,1.0480308218204237E-2,1.4143294699788622E-3,2.6896334117382322E-5,false,9.6327019781719571E-3,0,0,0,0.66869508432950908,0,0]
[2019,20,{"$f":"IF(LOADPROFILE=0.1,Results_10PoE!C177,IF(LOADPROFILE=0.5,Results_50PoE!C177,\"Invalid Load Profile %\"))","v":3349},82.994318181818187,55.32954545454546,27.66477272727273,0,0,1.5294906163888236,0,0,0,224.50934878913034,224.50934878913034,1.0480308218204237E-2,1.4143294699788622E-3,2.6896334117382322E-5,false,9.6327019781719571E-3,0,0,0,1.9058430638492183,0,0]
[2019,21,{"$f":"IF(LOADPROFILE=0.1,Results_10PoE!C178,IF(LOADPROFILE=0.5,Results_50PoE!C178,\"Invalid Load Profile %\"))","v":3201},82.994318181818187,55.32954545454546,27.66477272727273,0,0,2.5294906163888236,0,0,0,293.52482127639706,293.52482127639706,1.0480308218204237E-2,1.4143294699788622E-3,2.6896334117382322E-5,false,9.6327019781719571E-3,0,0,0,2.4917102459845841,0,0]
[2019,22,{"$f":"IF(LOADPROFILE=0.1,Results_10PoE!C179,IF(LOADPROFILE=0.5,Results_50PoE!C179,\"Invalid Load Profile %\"))","v":3084},82.994318181818187,55.32954545454546,27.66477272727273,0,0,3.5294906163888236,0,0,0,525.08448795465426,525.08448795465426,1.0480308218204237E-2,1.4143294699788622E-3,2.6896334117382322E-5,false,9.6327019781719571E-3,0,0,0,4.4574029308825232,0,0]
[2019,23,{"$f":"IF(LOADPROFILE=0.1,Results_10PoE!C180,IF(LOADPROFILE=0.5,Results_50PoE!C180,\"Invalid Load Profile %\"))","v":2934},82.994318181818187,55.32954545454546,27.66477272727273,0,0,4.5294906163888236,0,0,0,714.28640862671205,714.28640862671205,1.0480308218204237E-2,1.4143294699788622E-3,2.6896334117382322E-5,false,9.6327019781719571E-3,0,0,0,6.0635238791842054,0,0]
[2019,24,{"$f":"IF(LOADPROFILE=0.1,Results_10PoE!C181,IF(LOADPROFILE=0.5,Results_50PoE!C181,\"Invalid Load Profile %\"))","v":2775},82.994318181818187,55.32954545454546,27.66477272727273,0,0,5.5294906163888236,0,0,0,811.65737410805411,811.65737410805411,1.0480308218204237E-2,1.4143294699788622E-3,2.6896334117382322E-5,false,9.6327019781719571E-3,0,0,0,6.8900987197589618,0,0]
[2019,25,{"$f":"IF(LOADPROFILE=0.1,Results_10PoE!C182,IF(LOADPROFILE=0.5,Results_50PoE!C182,\"Invalid Load Profile %\"))","v":2627},82.994318181818187,55.32954545454546,27.66477272727273,0,0,6.5294906163888236,0,0,0,893.68462500279952,893.68462500279952,1.0480308218204237E-2,1.4143294699788622E-3,2.6896334117382322E-5,false,9.6327019781719571E-3,0,0,0,7.5864219152406935,0,0]
[2019,26,{"$f":"IF(LOADPROFILE=0.1,Results_10PoE!C183,IF(LOADPROFILE=0.5,Results_50PoE!C183,\"Invalid Load Profile %\"))","v":2489},82.994318181818187,55.32954545454546,27.66477272727273,0,0,7.5294906163888236,0,0,0,1135.1025053288001,1135.1025053288001,1.0480308218204237E-2,1.4143294699788622E-3,2.6896334117382322E-5,false,9.6327019781719571E-3,0,0,0,9.6358002381925836,0,0]
[2019,27,{"$f":"IF(LOADPROFILE=0.1,Results_10PoE!C184,IF(LOADPROFILE=0.5,Results_50PoE!C184,\"Invalid Load Profile %\"))","v":2337},82.994318181818187,55.32954545454546,27.66477272727273,0,0,8.5294906163888236,0,0,0,1395.8313166286873,1395.8313166286873,1.0480308218204237E-2,1.4143294699788622E-3,2.6896334117382322E-5,false,9.6327019781719571E-3,0,0,0,11.849107609317967,0,0]
[2019,28,{"$f":"IF(LOADPROFILE=0.1,Results_10PoE!C185,IF(LOADPROFILE=0.5,Results_50PoE!C185,\"Invalid Load Profile %\"))","v":2172},82.994318181818187,55.32954545454546,27.66477272727273,0,0,9.5294906163888236,0,0,0,1861.9234032913153,1861.9234032913153,1.0480308218204237E-2,1.4143294699788622E-3,2.6896334117382322E-5,false,9.6327019781719571E-3,0,0,0,15.805728459504966,0,0]
[2019,29,{"$f":"IF(LOADPROFILE=0.1,Results_10PoE!C186,IF(LOADPROFILE=0.5,Results_50PoE!C186,\"Invalid Load Profile %\"))","v":1975},82.994318181818187,55.32954545454546,27.66477272727273,0,0,10.529490616388824,0,0,0,2078.1951942269261,2078.1951942269261,1.0480308218204237E-2,1.4143294699788622E-3,2.6896334117382322E-5,false,9.6327019781719571E-3,0,0,0,17.641643511078254,0,0]
[2019,30,{"$f":"IF(LOADPROFILE=0.1,Results_10PoE!C187,IF(LOADPROFILE=0.5,Results_50PoE!C187,\"Invalid Load Profile %\"))","v":1776},82.994318181818187,55.32954545454546,27.66477272727273,0,0,11.529490616388824,0,0,0,3201.7988877311022,3201.7988877311022,1.0480308218204237E-2,1.4143294699788622E-3,2.6896334117382322E-5,false,9.6327019781719571E-3,0,0,0,27.179831196044603,0,0]
[2019,31,{"$f":"IF(LOADPROFILE=0.1,Results_10PoE!C188,IF(LOADPROFILE=0.5,Results_50PoE!C188,\"Invalid Load Profile %\"))","v":1496},82.994318181818187,55.32954545454546,27.66477272727273,0,0,12.529490616388824,0,0,0,3156.4072316061311,3156.4072316061311,1.0480308218204237E-2,1.4143294699788622E-3,2.6896334117382322E-5,false,9.6327019781719571E-3,0,0,0,26.794504823450389,0,0]
[2019,32,{"$f":"IF(LOADPROFILE=0.1,Results_10PoE!C189,IF(LOADPROFILE=0.5,Results_50PoE!C189,\"Invalid Load Profile %\"))","v":1242},82.994318181818187,55.32954545454546,27.66477272727273,0,0,13.529490616388824,0,0,0,3435.1626806415597,3435.1626806415597,1.0480308218204237E-2,1.4143294699788622E-3,2.6896334117382322E-5,false,9.6327019781719571E-3,0,0,0,29.1608389735411,0,0]
[2019,33,{"$f":"IF(LOADPROFILE=0.1,Results_10PoE!C190,IF(LOADPROFILE=0.5,Results_50PoE!C190,\"Invalid Load Profile %\"))","v":986},82.994318181818187,55.32954545454546,27.66477272727273,0,0,14.529490616388824,0,0,0,2665.9255388445404,2665.9255388445404,1.0480308218204237E-2,1.4143294699788622E-3,2.6896334117382322E-5,false,9.6327019781719571E-3,0,0,0,22.630842431944849,0,0]
[2019,34,{"$f":"IF(LOADPROFILE=0.1,Results_10PoE!C191,IF(LOADPROFILE=0.5,Results_50PoE!C191,\"Invalid Load Profile %\"))","v":801},82.994318181818187,55.32954545454546,27.66477272727273,0,0,15.529490616388824,0,0,0,2556.7672608735834,2556.7672608735834,1.0480308218204237E-2,1.4143294699788622E-3,2.6896334117382322E-5,false,9.6327019781719571E-3,0,0,0,21.704205977584667,0,0]
[2019,35,{"$f":"IF(LOADPROFILE=0.1,Results_10PoE!C192,IF(LOADPROFILE=0.5,Results_50PoE!C192,\"Invalid Load Profile %\"))","v":635},82.994318181818187,55.32954545454546,27.66477272727273,0,0,16.529490616388824,0,0,0,2016.4640309420042,2016.4640309420042,1.0480308218204237E-2,1.4143294699788622E-3,2.6896334117382322E-5,false,9.6327019781719571E-3,0,0,0,17.117612284742044,0,0]
[2019,36,{"$f":"IF(LOADPROFILE=0.1,Results_10PoE!C193,IF(LOADPROFILE=0.5,Results_50PoE!C193,\"Invalid Load Profile %\"))","v":512},82.994318181818187,55.32954545454546,27.66477272727273,0,0,17.529490616388824,0,0,0,1842.8969845058884,1842.8969845058884,1.0480308218204237E-2,1.4143294699788622E-3,2.6896334117382322E-5,false,9.6327019781719571E-3,0,0,0,15.64421461401181,0,0]
[2019,37,{"$f":"IF(LOADPROFILE=0.1,Results_10PoE!C194,IF(LOADPROFILE=0.5,Results_50PoE!C194,\"Invalid Load Profile %\"))","v":406},82.994318181818187,55.32954545454546,27.66477272727273,0,0,18.529490616388824,0,0,0,1525.3428505455956,1525.3428505455956,1.0480308218204237E-2,1.4143294699788622E-3,2.6896334117382322E-5,false,9.6327019781719571E-3,0,0,0,12.948521330551667,0,0]
[2019,38,{"$f":"IF(LOADPROFILE=0.1,Results_10PoE!C195,IF(LOADPROFILE=0.5,Results_50PoE!C195,\"Invalid Load Profile %\"))","v":323},82.994318181818187,55.32954545454546,27.66477272727273,0,0,19.529490616388824,0,0,0,2053.1594530322595,2053.1594530322595,1.0480308218204237E-2,1.4143294699788622E-3,2.6896334117382322E-5,false,9.6327019781719571E-3,0,0,0,17.429116977276784,0,0]
[2019,39,{"$f":"IF(LOADPROFILE=0.1,Results_10PoE!C196,IF(LOADPROFILE=0.5,Results_50PoE!C196,\"Invalid Load Profile %\"))","v":217},82.994318181818187,55.32954545454546,27.66477272727273,0,0,20.529490616388824,0,0,0,1201.3127410418044,1201.3127410418044,1.0480308218204237E-2,1.4143294699788622E-3,2.6896334117382322E-5,false,9.6327019781719571E-3,0,0,0,10.197853975241951,0,0]
[2019,40,{"$f":"IF(LOADPROFILE=0.1,Results_10PoE!C197,IF(LOADPROFILE=0.5,Results_50PoE!C197,\"Invalid Load Profile %\"))","v":158},82.994318181818187,55.32954545454546,27.66477272727273,0,0,21.529490616388824,0,0,0,1217.1231087626602,1217.1231087626602,1.0480308218204237E-2,1.4143294699788622E-3,2.6896334117382322E-5,false,9.6327019781719571E-3,0,0,0,10.332067003876231,0,0]
[2019,41,{"$f":"IF(LOADPROFILE=0.1,Results_10PoE!C198,IF(LOADPROFILE=0.5,Results_50PoE!C198,\"Invalid Load Profile %\"))","v":101},82.994318181818187,55.32954545454546,27.66477272727273,0,0,22.529490616388824,0,0,0,1072.5523724476152,1072.5523724476152,1.0480308218204237E-2,1.4143294699788622E-3,2.6896334117382322E-5,false,9.6327019781719571E-3,0,0,0,9.1048168402298497,0,0]
[2019,42,{"$f":"IF(LOADPROFILE=0.1,Results_10PoE!C199,IF(LOADPROFILE=0.5,Results_50PoE!C199,\"Invalid Load Profile %\"))","v":53},82.994318181818187,55.32954545454546,27.66477272727273,0,0,23.529490616388824,0,0,0,536.74283935806659,536.74283935806659,1.0480308218204237E-2,1.4143294699788622E-3,2.6896334117382322E-5,false,9.6327019781719571E-3,0,0,0,4.5563698036561782,0,0]
[2019,43,{"$f":"IF(LOADPROFILE=0.1,Results_10PoE!C200,IF(LOADPROFILE=0.5,Results_50PoE!C200,\"Invalid Load Profile %\"))","v":30},82.994318181818187,55.32954545454546,27.66477272727273,0,0,24.529490616388824,0,0,0,316.26984072194762,316.26984072194762,1.0480308218204237E-2,1.4143294699788622E-3,2.6896334117382322E-5,false,9.6327019781719571E-3,0,0,0,2.6847910142519802,0,0]
[2019,44,{"$f":"IF(LOADPROFILE=0.1,Results_10PoE!C201,IF(LOADPROFILE=0.5,Results_50PoE!C201,\"Invalid Load Profile %\"))","v":17},{"$f":"VLOOKUP($A230,$Q$4:$AB$26,6,FALSE)","v":82.994318181818187},{"$f":"VLOOKUP($A230,$Q$4:$AB$26,7,FALSE)","v":55.32954545454546},{"$f":"VLOOKUP($A230,$Q$4:$AB$26,9,FALSE)","v":27.66477272727273},{"$f":"VLOOKUP($A230,$Q$4:$AB$26,10,FALSE)","v":0},{"$f":"VLOOKUP($A230,$Q$4:$AB$26,11,FALSE)","v":0},{"$f":"IF(B230-VLOOKUP(A230,$Q$4:$AB$26,12,FALSE)<0,0,B230-VLOOKUP(A230,$Q$4:$AB$26,12,FALSE))","v":25.529490616388824},{"$f":"IF(B230=150,0,IF(IF($I230>D230,($I230-D230)*($C230-$C231),0)<0,0,IF($I230>D230,($I230-D230)*($C230-$C231),0)))*$Y$30","v":0},{"$f":"IF(C230=150,0,IF(IF($I230>E230,($I230-E230)*($C230-$C231),0)<0,0,IF($I230>E230,($I230-E230)*($C230-$C231),0)))*$Y$30","v":0},{"$f":"IF(D230=150,0,IF(IF($I230>F230,($I230-F230)*($C230-$C231),0)<0,0,IF($I230>F230,($I230-F230)*($C230-$C231),0)))*$Y$30","v":0},{"$f":"IF(E230=150,0,IF(IF($I230>G230,($I230-G230)*($C230-$C231),0)<0,0,IF($I230>G230,($I230-G230)*($C230-$C231),0)))*$Y$30","v":177.24177368188319},{"$f":"IF(F230=150,0,IF(IF($I230>H230,($I230-H230)*($C230-$C231),0)<0,0,IF($I230>H230,($I230-H230)*($C230-$C231),0)))*$Y$30","v":177.24177368188319},{"$f":"VLOOKUP($A230, $Q$4:$BB$26,33,FALSE)","v":1.0480308218204237E-2},{"$f":"VLOOKUP($A230, $Q$4:$BB$26,34,FALSE)","v":1.4143294699788622E-3},{"$f":"VLOOKUP($A230, $Q$4:$BB$26,35,FALSE)","v":2.6896334117382322E-5},{"$f":"VLOOKUP($A230, $Q$4:$BB$26,36,FALSE)","v":false},{"$f":"VLOOKUP($A230, $Q$4:$BB$26,37,FALSE)","v":9.6327019781719571E-3},{"$f":"J230*1000*($S$34/365)","v":0},{"$f":"O230*K230*1000*($T$34/365)","v":0},{"$f":"P230*L230*1000*($U$34/365)","v":0},{"$f":"Q230*M230*1000*($V$34/365)","v":1.5045921553726602},{"$f":"R230*N230*1000*($W$34/365)","v":0},{"$f":"S230*K230*1000*($X$34/365)","v":0}]
[2019,45,{"$f":"IF(LOADPROFILE=0.1,Results_10PoE!C202,IF(LOADPROFILE=0.5,Results_50PoE!C202,\"Invalid Load Profile %\"))","v":10},82.994318181818187,55.32954545454546,27.66477272727273,0,0,26.529490616388824,0,0,0,78.936172439846018,78.936172439846018,1.0480308218204237E-2,1.4143294699788622E-3,2.6896334117382322E-5,false,9.6327019781719571E-3,0,0,0,0.67008326175577915,0,0]
[2019,46,{"$f":"IF(LOADPROFILE=0.1,Results_10PoE!C203,IF(LOADPROFILE=0.5,Results_50PoE!C203,\"Invalid Load Profile %\"))","v":7},82.994318181818187,55.32954545454546,27.66477272727273,0,0,27.529490616388824,0,0,0,163.82316946062707,163.82316946062707,1.0480308218204237E-2,1.4143294699788622E-3,2.6896334117382322E-5,false,9.6327019781719571E-3,0,0,0,1.3906826281322653,0,0]
[2019,47,{"$f":"IF(LOADPROFILE=0.1,Results_10PoE!C204,IF(LOADPROFILE=0.5,Results_50PoE!C204,\"Invalid Load Profile %\"))","v":1},82.994318181818187,55.32954545454546,27.66477272727273,0,0,28.529490616388824,0,0,0.85763074502105119,28.295665673593689,28.295665673593689,1.0480308218204237E-2,1.4143294699788622E-3,2.6896334117382322E-5,false,9.6327019781719571E-3,0,0,0.4785425505047145,0.24019978879216203,0,0]
[2019,48,{"$f":"IF(LOADPROFILE=0.1,Results_10PoE!C205,IF(LOADPROFILE=0.5,Results_50PoE!C205,\"Invalid Load Profile %\"))","v":0},82.994318181818187,55.32954545454546,27.66477272727273,0,0,29.529490616388824,0,0,0,0,0,1.0480308218204237E-2,1.4143294699788622E-3,2.6896334117382322E-5,false,9.6327019781719571E-3,0,0,0,0,0,0]
[2019,49,{"$f":"IF(LOADPROFILE=0.1,Results_10PoE!C206,IF(LOADPROFILE=0.5,Results_50PoE!C206,\"Invalid Load Profile %\"))","v":0},82.994318181818187,55.32954545454546,27.66477272727273,0,0,30.529490616388824,0,0,0,0,0,1.0480308218204237E-2,1.4143294699788622E-3,2.6896334117382322E-5,false,9.6327019781719571E-3,0,0,0,0,0,0]
[2019,50,{"$f":"IF(LOADPROFILE=0.1,Results_10PoE!C207,IF(LOADPROFILE=0.5,Results_50PoE!C207,\"Invalid Load Profile %\"))","v":0},82.994318181818187,55.32954545454546,27.66477272727273,0,0,31.529490616388824,0,0,0,0,0,1.0480308218204237E-2,1.4143294699788622E-3,2.6896334117382322E-5,false,9.6327019781719571E-3,0,0,0,0,0,0]
[2019,51,{"$f":"IF(LOADPROFILE=0.1,Results_10PoE!C208,IF(LOADPROFILE=0.5,Results_50PoE!C208,\"Invalid Load Profile %\"))","v":0},82.994318181818187,55.32954545454546,27.66477272727273,0,0,32.529490616388827,0,0,0,0,0,1.0480308218204237E-2,1.4143294699788622E-3,2.6896334117382322E-5,false,9.6327019781719571E-3,0,0,0,0,0,0]
[2019,52,{"$f":"IF(LOADPROFILE=0.1,Results_10PoE!C209,IF(LOADPROFILE=0.5,Results_50PoE!C209,\"Invalid Load Profile %\"))","v":0},82.994318181818187,55.32954545454546,27.66477272727273,0,0,33.529490616388827,0,0,0,0,0,1.0480308218204237E-2,1.4143294699788622E-3,2.6896334117382322E-5,false,9.6327019781719571E-3,0,0,0,0,0,0]
[2019,53,{"$f":"IF(LOADPROFILE=0.1,Results_10PoE!C210,IF(LOADPROFILE=0.5,Results_50PoE!C210,\"Invalid Load Profile %\"))","v":0},82.994318181818187,55.32954545454546,27.66477272727273,0,0,34.529490616388827,0,0,0,0,0,1.0480308218204237E-2,1.4143294699788622E-3,2.6896334117382322E-5,false,9.6327019781719571E-3,0,0,0,0,0,0]
[2019,54,{"$f":"IF(LOADPROFILE=0.1,Results_10PoE!C211,IF(LOADPROFILE=0.5,Results_50PoE!C211,\"Invalid Load Profile %\"))","v":0},82.994318181818187,55.32954545454546,27.66477272727273,0,0,35.529490616388827,0,0,0,0,0,1.0480308218204237E-2,1.4143294699788622E-3,2.6896334117382322E-5,false,9.6327019781719571E-3,0,0,0,0,0,0]
[2019,55,{"$f":"IF(LOADPROFILE=0.1,Results_10PoE!C212,IF(LOADPROFILE=0.5,Results_50PoE!C212,\"Invalid Load Profile %\"))","v":0},82.994318181818187,55.32954545454546,27.66477272727273,0,0,36.529490616388827,0,0,0,0,0,1.0480308218204237E-2,1.4143294699788622E-3,2.6896334117382322E-5,false,9.6327019781719571E-3,0,0,0,0,0,0]
[2019,56,{"$f":"IF(LOADPROFILE=0.1,Results_10PoE!C213,IF(LOADPROFILE=0.5,Results_50PoE!C213,\"Invalid Load Profile %\"))","v":0},82.994318181818187,55.32954545454546,27.66477272727273,0,0,37.529490616388827,0,0,0,0,0,1.0480308218204237E-2,1.4143294699788622E-3,2.6896334117382322E-5,false,9.6327019781719571E-3,0,0,0,0,0,0]
[2019,57,{"$f":"IF(LOADPROFILE=0.1,Results_10PoE!C214,IF(LOADPROFILE=0.5,Results_50PoE!C214,\"Invalid Load Profile %\"))","v":0},82.994318181818187,55.32954545454546,27.66477272727273,0,0,38.529490616388827,0,0,0,0,0,1.0480308218204237E-2,1.4143294699788622E-3,2.6896334117382322E-5,false,9.6327019781719571E-3,0,0,0,0,0,0]
[2019,58,{"$f":"IF(LOADPROFILE=0.1,Results_10PoE!C215,IF(LOADPROFILE=0.5,Results_50PoE!C215,\"Invalid Load Profile %\"))","v":0},82.994318181818187,55.32954545454546,27.66477272727273,0,0,39.529490616388827,0,0,0,0,0,1.0480308218204237E-2,1.4143294699788622E-3,2.6896334117382322E-5,false,9.6327019781719571E-3,0,0,0,0,0,0]
[2019,59,{"$f":"IF(LOADPROFILE=0.1,Results_10PoE!C216,IF(LOADPROFILE=0.5,Results_50PoE!C216,\"Invalid Load Profile %\"))","v":0},82.994318181818187,55.32954545454546,27.66477272727273,0,0,40.529490616388827,0,0,0,0,0,1.0480308218204237E-2,1.4143294699788622E-3,2.6896334117382322E-5,false,9.6327019781719571E-3,0,0,0,0,0,0]
[2019,60,{"$f":"IF(LOADPROFILE=0.1,Results_10PoE!C217,IF(LOADPROFILE=0.5,Results_50PoE!C217,\"Invalid Load Profile %\"))","v":0},82.994318181818187,55.32954545454546,27.66477272727273,0,0,41.529490616388827,0,0,0,0,0,1.0480308218204237E-2,1.4143294699788622E-3,2.6896334117382322E-5,false,9.6327019781719571E-3,0,0,0,0,0,0]
[2019,61,{"$f":"IF(LOADPROFILE=0.1,Results_10PoE!C218,IF(LOADPROFILE=0.5,Results_50PoE!C218,\"Invalid Load Profile %\"))","v":0},82.994318181818187,55.32954545454546,27.66477272727273,0,0,42.529490616388827,0,0,0,0,0,1.0480308218204237E-2,1.4143294699788622E-3,2.6896334117382322E-5,false,9.6327019781719571E-3,0,0,0,0,0,0]
[2019,62,{"$f":"IF(LOADPROFILE=0.1,Results_10PoE!C219,IF(LOADPROFILE=0.5,Results_50PoE!C219,\"Invalid Load Profile %\"))","v":0},82.994318181818187,55.32954545454546,27.66477272727273,0,0,43.529490616388827,0,0,0,0,0,1.0480308218204237E-2,1.4143294699788622E-3,2.6896334117382322E-5,false,9.6327019781719571E-3,0,0,0,0,0,0]
[2019,63,{"$f":"IF(LOADPROFILE=0.1,Results_10PoE!C220,IF(LOADPROFILE=0.5,Results_50PoE!C220,\"Invalid Load Profile %\"))","v":0},82.994318181818187,55.32954545454546,27.66477272727273,0,0,44.529490616388827,0,0,0,0,0,1.0480308218204237E-2,1.4143294699788622E-3,2.6896334117382322E-5,false,9.6327019781719571E-3,0,0,0,0,0,0]
[2019,64,{"$f":"IF(LOADPROFILE=0.1,Results_10PoE!C221,IF(LOADPROFILE=0.5,Results_50PoE!C221,\"Invalid Load Profile %\"))","v":0},82.994318181818187,55.32954545454546,27.66477272727273,0,0,45.529490616388827,0,0,0,0,0,1.0480308218204237E-2,1.4143294699788622E-3,2.6896334117382322E-5,false,9.6327019781719571E-3,0,0,0,0,0,0]
[2019,65,{"$f":"IF(LOADPROFILE=0.1,Results_10PoE!C222,IF(LOADPROFILE=0.5,Results_50PoE!C222,\"Invalid Load Profile %\"))","v":0},82.994318181818187,55.32954545454546,27.66477272727273,0,0,46.529490616388827,0,0,0,0,0,1.0480308218204237E-2,1.4143294699788622E-3,2.6896334117382322E-5,false,9.6327019781719571E-3,0,0,0,0,0,0]
[2019,66,{"$f":"IF(LOADPROFILE=0.1,Results_10PoE!C223,IF(LOADPROFILE=0.5,Results_50PoE!C223,\"Invalid Load Profile %\"))","v":0},82.994318181818187,55.32954545454546,27.66477272727273,0,0,47.529490616388827,0,0,0,0,0,1.0480308218204237E-2,1.4143294699788622E-3,2.6896334117382322E-5,false,9.6327019781719571E-3,0,0,0,0,0,0]
[2019,67,{"$f":"IF(LOADPROFILE=0.1,Results_10PoE!C224,IF(LOADPROFILE=0.5,Results_50PoE!C224,\"Invalid Load Profile %\"))","v":0},82.994318181818187,55.32954545454546,27.66477272727273,0,0,48.529490616388827,0,0,0,0,0,1.0480308218204237E-2,1.4143294699788622E-3,2.6896334117382322E-5,false,9.6327019781719571E-3,0,0,0,0,0,0]
[2019,68,{"$f":"IF(LOADPROFILE=0.1,Results_10PoE!C225,IF(LOADPROFILE=0.5,Results_50PoE!C225,\"Invalid Load Profile %\"))","v":0},82.994318181818187,55.32954545454546,27.66477272727273,0,0,49.529490616388827,0,0,0,0,0,1.0480308218204237E-2,1.4143294699788622E-3,2.6896334117382322E-5,false,9.6327019781719571E-3,0,0,0,0,0,0]
[2019,69,{"$f":"IF(LOADPROFILE=0.1,Results_10PoE!C226,IF(LOADPROFILE=0.5,Results_50PoE!C226,\"Invalid Load Profile %\"))","v":0},82.994318181818187,55.32954545454546,27.66477272727273,0,0,50.529490616388827,0,0,0,0,0,1.0480308218204237E-2,1.4143294699788622E-3,2.6896334117382322E-5,false,9.6327019781719571E-3,0,0,0,0,0,0]
[2019,70,{"$f":"IF(LOADPROFILE=0.1,Results_10PoE!C227,IF(LOADPROFILE=0.5,Results_50PoE!C227,\"Invalid Load Profile %\"))","v":0},82.994318181818187,55.32954545454546,27.66477272727273,0,0,51.529490616388827,0,0,0,0,0,1.0480308218204237E-2,1.4143294699788622E-3,2.6896334117382322E-5,false,9.6327019781719571E-3,0,0,0,0,0,0]
[2019,71,{"$f":"IF(LOADPROFILE=0.1,Results_10PoE!C228,IF(LOADPROFILE=0.5,Results_50PoE!C228,\"Invalid Load Profile %\"))","v":0},82.994318181818187,55.32954545454546,27.66477272727273,0,0,52.529490616388827,0,0,0,0,0,1.0480308218204237E-2,1.4143294699788622E-3,2.6896334117382322E-5,false,9.6327019781719571E-3,0,0,0,0,0,0]
[2019,72,{"$f":"IF(LOADPROFILE=0.1,Results_10PoE!C229,IF(LOADPROFILE=0.5,Results_50PoE!C229,\"Invalid Load Profile %\"))","v":0},82.994318181818187,55.32954545454546,27.66477272727273,0,0,53.529490616388827,0,0,0,0,0,1.0480308218204237E-2,1.4143294699788622E-3,2.6896334117382322E-5,false,9.6327019781719571E-3,0,0,0,0,0,0]
[2019,73,{"$f":"IF(LOADPROFILE=0.1,Results_10PoE!C230,IF(LOADPROFILE=0.5,Results_50PoE!C230,\"Invalid Load Profile %\"))","v":0},82.994318181818187,55.32954545454546,27.66477272727273,0,0,54.529490616388827,0,0,0,0,0,1.0480308218204237E-2,1.4143294699788622E-3,2.6896334117382322E-5,false,9.6327019781719571E-3,0,0,0,0,0,0]
[2019,74,{"$f":"IF(LOADPROFILE=0.1,Results_10PoE!C231,IF(LOADPROFILE=0.5,Results_50PoE!C231,\"Invalid Load Profile %\"))","v":0},82.994318181818187,55.32954545454546,27.66477272727273,0,0,55.529490616388827,0,0,0,0,0,1.0480308218204237E-2,1.4143294699788622E-3,2.6896334117382322E-5,false,9.6327019781719571E-3,0,0,0,0,0,0]
[2019,75,{"$f":"IF(LOADPROFILE=0.1,Results_10PoE!C232,IF(LOADPROFILE=0.5,Results_50PoE!C232,\"Invalid Load Profile %\"))","v":0},82.994318181818187,55.32954545454546,27.66477272727273,0,0,56.529490616388827,0,0,0,0,0,1.0480308218204237E-2,1.4143294699788622E-3,2.6896334117382322E-5,false,9.6327019781719571E-3,0,0,0,0,0,0]
[2019,76,{"$f":"IF(LOADPROFILE=0.1,Results_10PoE!C233,IF(LOADPROFILE=0.5,Results_50PoE!C233,\"Invalid Load Profile %\"))","v":0},82.994318181818187,55.32954545454546,27.66477272727273,0,0,57.529490616388827,0,0,0,0,0,1.0480308218204237E-2,1.4143294699788622E-3,2.6896334117382322E-5,false,9.6327019781719571E-3,0,0,0,0,0,0]
[2019,77,{"$f":"IF(LOADPROFILE=0.1,Results_10PoE!C234,IF(LOADPROFILE=0.5,Results_50PoE!C234,\"Invalid Load Profile %\"))","v":0},82.994318181818187,55.32954545454546,27.66477272727273,0,0,58.529490616388827,0,0,0,0,0,1.0480308218204237E-2,1.4143294699788622E-3,2.6896334117382322E-5,false,9.6327019781719571E-3,0,0,0,0,0,0]
[2019,78,{"$f":"IF(LOADPROFILE=0.1,Results_10PoE!C235,IF(LOADPROFILE=0.5,Results_50PoE!C235,\"Invalid Load Profile %\"))","v":0},82.994318181818187,55.32954545454546,27.66477272727273,0,0,59.529490616388827,0,0,0,0,0,1.0480308218204237E-2,1.4143294699788622E-3,2.6896334117382322E-5,false,9.6327019781719571E-3,0,0,0,0,0,0]
[2019,79,{"$f":"IF(LOADPROFILE=0.1,Results_10PoE!C236,IF(LOADPROFILE=0.5,Results_50PoE!C236,\"Invalid Load Profile %\"))","v":0},82.994318181818187,55.32954545454546,27.66477272727273,0,0,60.529490616388827,0,0,0,0,0,1.0480308218204237E-2,1.4143294699788622E-3,2.6896334117382322E-5,false,9.6327019781719571E-3,0,0,0,0,0,0]
[2019,80,{"$f":"IF(LOADPROFILE=0.1,Results_10PoE!C237,IF(LOADPROFILE=0.5,Results_50PoE!C237,\"Invalid Load Profile %\"))","v":0},82.994318181818187,55.32954545454546,27.66477272727273,0,0,61.529490616388827,0,0,0,0,0,1.0480308218204237E-2,1.4143294699788622E-3,2.6896334117382322E-5,false,9.6327019781719571E-3,0,0,0,0,0,0]
[2019,81,{"$f":"IF(LOADPROFILE=0.1,Results_10PoE!C238,IF(LOADPROFILE=0.5,Results_50PoE!C238,\"Invalid Load Profile %\"))","v":0},82.994318181818187,55.32954545454546,27.66477272727273,0,0,62.529490616388827,0,0,0,0,0,1.0480308218204237E-2,1.4143294699788622E-3,2.6896334117382322E-5,false,9.6327019781719571E-3,0,0,0,0,0,0]
[2019,82,{"$f":"IF(LOADPROFILE=0.1,Results_10PoE!C239,IF(LOADPROFILE=0.5,Results_50PoE!C239,\"Invalid Load Profile %\"))","v":0},82.994318181818187,55.32954545454546,27.66477272727273,0,0,63.529490616388827,0,0,0,0,0,1.0480308218204237E-2,1.4143294699788622E-3,2.6896334117382322E-5,false,9.6327019781719571E-3,0,0,0,0,0,0]
[2019,83,{"$f":"IF(LOADPROFILE=0.1,Results_10PoE!C240,IF(LOADPROFILE=0.5,Results_50PoE!C240,\"Invalid Load Profile %\"))","v":0},82.994318181818187,55.32954545454546,27.66477272727273,0,0,64.529490616388827,0,0,0,0,0,1.0480308218204237E-2,1.4143294699788622E-3,2.6896334117382322E-5,false,9.6327019781719571E-3,0,0,0,0,0,0]
[2019,84,{"$f":"IF(LOADPROFILE=0.1,Results_10PoE!C241,IF(LOADPROFILE=0.5,Results_50PoE!C241,\"Invalid Load Profile %\"))","v":0},82.994318181818187,55.32954545454546,27.66477272727273,0,0,65.529490616388827,0,0,0,0,0,1.0480308218204237E-2,1.4143294699788622E-3,2.6896334117382322E-5,false,9.6327019781719571E-3,0,0,0,0,0,0]
[2019,85,{"$f":"IF(LOADPROFILE=0.1,Results_10PoE!C242,IF(LOADPROFILE=0.5,Results_50PoE!C242,\"Invalid Load Profile %\"))","v":0},82.994318181818187,55.32954545454546,27.66477272727273,0,0,66.529490616388827,0,0,0,0,0,1.0480308218204237E-2,1.4143294699788622E-3,2.6896334117382322E-5,false,9.6327019781719571E-3,0,0,0,0,0,0]
[2019,86,{"$f":"IF(LOADPROFILE=0.1,Results_10PoE!C243,IF(LOADPROFILE=0.5,Results_50PoE!C243,\"Invalid Load Profile %\"))","v":0},82.994318181818187,55.32954545454546,27.66477272727273,0,0,67.529490616388827,0,0,0,0,0,1.0480308218204237E-2,1.4143294699788622E-3,2.6896334117382322E-5,false,9.6327019781719571E-3,0,0,0,0,0,0]
[2019,87,{"$f":"IF(LOADPROFILE=0.1,Results_10PoE!C244,IF(LOADPROFILE=0.5,Results_50PoE!C244,\"Invalid Load Profile %\"))","v":0},82.994318181818187,55.32954545454546,27.66477272727273,0,0,68.529490616388827,0,0,0,0,0,1.0480308218204237E-2,1.4143294699788622E-3,2.6896334117382322E-5,false,9.6327019781719571E-3,0,0,0,0,0,0]
[2019,88,{"$f":"IF(LOADPROFILE=0.1,Results_10PoE!C245,IF(LOADPROFILE=0.5,Results_50PoE!C245,\"Invalid Load Profile %\"))","v":0},82.994318181818187,55.32954545454546,27.66477272727273,0,0,69.529490616388827,0,0,0,0,0,1.0480308218204237E-2,1.4143294699788622E-3,2.6896334117382322E-5,false,9.6327019781719571E-3,0,0,0,0,0,0]
[2019,89,{"$f":"IF(LOADPROFILE=0.1,Results_10PoE!C246,IF(LOADPROFILE=0.5,Results_50PoE!C246,\"Invalid Load Profile %\"))","v":0},82.994318181818187,55.32954545454546,27.66477272727273,0,0,70.529490616388827,0,0,0,0,0,1.0480308218204237E-2,1.4143294699788622E-3,2.6896334117382322E-5,false,9.6327019781719571E-3,0,0,0,0,0,0]
[2019,90,{"$f":"IF(LOADPROFILE=0.1,Results_10PoE!C247,IF(LOADPROFILE=0.5,Results_50PoE!C247,\"Invalid Load Profile %\"))","v":0},82.994318181818187,55.32954545454546,27.66477272727273,0,0,71.529490616388827,0,0,0,0,0,1.0480308218204237E-2,1.4143294699788622E-3,2.6896334117382322E-5,false,9.6327019781719571E-3,0,0,0,0,0,0]
[2019,91,{"$f":"IF(LOADPROFILE=0.1,Results_10PoE!C248,IF(LOADPROFILE=0.5,Results_50PoE!C248,\"Invalid Load Profile %\"))","v":0},82.994318181818187,55.32954545454546,27.66477272727273,0,0,72.529490616388827,0,0,0,0,0,1.0480308218204237E-2,1.4143294699788622E-3,2.6896334117382322E-5,false,9.6327019781719571E-3,0,0,0,0,0,0]
[2019,92,{"$f":"IF(LOADPROFILE=0.1,Results_10PoE!C249,IF(LOADPROFILE=0.5,Results_50PoE!C249,\"Invalid Load Profile %\"))","v":0},82.994318181818187,55.32954545454546,27.66477272727273,0,0,73.529490616388827,0,0,0,0,0,1.0480308218204237E-2,1.4143294699788622E-3,2.6896334117382322E-5,false,9.6327019781719571E-3,0,0,0,0,0,0]
[2019,93,{"$f":"IF(LOADPROFILE=0.1,Results_10PoE!C250,IF(LOADPROFILE=0.5,Results_50PoE!C250,\"Invalid Load Profile %\"))","v":0},82.994318181818187,55.32954545454546,27.66477272727273,0,0,74.529490616388827,0,0,0,0,0,1.0480308218204237E-2,1.4143294699788622E-3,2.6896334117382322E-5,false,9.6327019781719571E-3,0,0,0,0,0,0]
[2019,94,{"$f":"IF(LOADPROFILE=0.1,Results_10PoE!C251,IF(LOADPROFILE=0.5,Results_50PoE!C251,\"Invalid Load Profile %\"))","v":0},82.994318181818187,55.32954545454546,27.66477272727273,0,0,75.529490616388827,0,0,0,0,0,1.0480308218204237E-2,1.4143294699788622E-3,2.6896334117382322E-5,false,9.6327019781719571E-3,0,0,0,0,0,0]
[2019,95,{"$f":"IF(LOADPROFILE=0.1,Results_10PoE!C252,IF(LOADPROFILE=0.5,Results_50PoE!C252,\"Invalid Load Profile %\"))","v":0},82.994318181818187,55.32954545454546,27.66477272727273,0,0,76.529490616388827,0,0,0,0,0,1.0480308218204237E-2,1.4143294699788622E-3,2.6896334117382322E-5,false,9.6327019781719571E-3,0,0,0,0,0,0]
[2019,96,{"$f":"IF(LOADPROFILE=0.1,Results_10PoE!C253,IF(LOADPROFILE=0.5,Results_50PoE!C253,\"Invalid Load Profile %\"))","v":0},82.994318181818187,55.32954545454546,27.66477272727273,0,0,77.529490616388827,0,0,0,0,0,1.0480308218204237E-2,1.4143294699788622E-3,2.6896334117382322E-5,false,9.6327019781719571E-3,0,0,0,0,0,0]
[2019,97,{"$f":"IF(LOADPROFILE=0.1,Results_10PoE!C254,IF(LOADPROFILE=0.5,Results_50PoE!C254,\"Invalid Load Profile %\"))","v":0},82.994318181818187,55.32954545454546,27.66477272727273,0,0,78.529490616388827,0,0,0,0,0,1.0480308218204237E-2,1.4143294699788622E-3,2.6896334117382322E-5,false,9.6327019781719571E-3,0,0,0,0,0,0]
[2019,98,{"$f":"IF(LOADPROFILE=0.1,Results_10PoE!C255,IF(LOADPROFILE=0.5,Results_50PoE!C255,\"Invalid Load Profile %\"))","v":0},82.994318181818187,55.32954545454546,27.66477272727273,0,0,79.529490616388827,0,0,0,0,0,1.0480308218204237E-2,1.4143294699788622E-3,2.6896334117382322E-5,false,9.6327019781719571E-3,0,0,0,0,0,0]
[2019,99,{"$f":"IF(LOADPROFILE=0.1,Results_10PoE!C256,IF(LOADPROFILE=0.5,Results_50PoE!C256,\"Invalid Load Profile %\"))","v":0},82.994318181818187,55.32954545454546,27.66477272727273,0,0,80.529490616388827,0,0,0,0,0,1.0480308218204237E-2,1.4143294699788622E-3,2.6896334117382322E-5,false,9.6327019781719571E-3,0,0,0,0,0,0]
[2019,100,{"$f":"IF(LOADPROFILE=0.1,Results_10PoE!C257,IF(LOADPROFILE=0.5,Results_50PoE!C257,\"Invalid Load Profile %\"))","v":0},82.994318181818187,55.32954545454546,27.66477272727273,0,0,81.529490616388827,0,0,0,0,0,1.0480308218204237E-2,1.4143294699788622E-3,2.6896334117382322E-5,false,9.6327019781719571E-3,0,0,0,0,0,0]
[2019,101,{"$f":"IF(LOADPROFILE=0.1,Results_10PoE!C258,IF(LOADPROFILE=0.5,Results_50PoE!C258,\"Invalid Load Profile %\"))","v":0},82.994318181818187,55.32954545454546,27.66477272727273,0,0,82.529490616388827,0,0,0,0,0,1.0480308218204237E-2,1.4143294699788622E-3,2.6896334117382322E-5,false,9.6327019781719571E-3,0,0,0,0,0,0]
[2019,102,{"$f":"IF(LOADPROFILE=0.1,Results_10PoE!C259,IF(LOADPROFILE=0.5,Results_50PoE!C259,\"Invalid Load Profile %\"))","v":0},82.994318181818187,55.32954545454546,27.66477272727273,0,0,83.529490616388827,0,0,0,0,0,1.0480308218204237E-2,1.4143294699788622E-3,2.6896334117382322E-5,false,9.6327019781719571E-3,0,0,0,0,0,0]
[2019,103,{"$f":"IF(LOADPROFILE=0.1,Results_10PoE!C260,IF(LOADPROFILE=0.5,Results_50PoE!C260,\"Invalid Load Profile %\"))","v":0},82.994318181818187,55.32954545454546,27.66477272727273,0,0,84.529490616388827,0,0,0,0,0,1.0480308218204237E-2,1.4143294699788622E-3,2.6896334117382322E-5,false,9.6327019781719571E-3,0,0,0,0,0,0]
[2019,104,{"$f":"IF(LOADPROFILE=0.1,Results_10PoE!C261,IF(LOADPROFILE=0.5,Results_50PoE!C261,\"Invalid Load Profile %\"))","v":0},82.994318181818187,55.32954545454546,27.66477272727273,0,0,85.529490616388827,0,0,0,0,0,1.0480308218204237E-2,1.4143294699788622E-3,2.6896334117382322E-5,false,9.6327019781719571E-3,0,0,0,0,0,0]
[2019,105,{"$f":"IF(LOADPROFILE=0.1,Results_10PoE!C262,IF(LOADPROFILE=0.5,Results_50PoE!C262,\"Invalid Load Profile %\"))","v":0},82.994318181818187,55.32954545454546,27.66477272727273,0,0,86.529490616388827,0,0,0,0,0,1.0480308218204237E-2,1.4143294699788622E-3,2.6896334117382322E-5,false,9.6327019781719571E-3,0,0,0,0,0,0]
[2019,106,{"$f":"IF(LOADPROFILE=0.1,Results_10PoE!C263,IF(LOADPROFILE=0.5,Results_50PoE!C263,\"Invalid Load Profile %\"))","v":0},82.994318181818187,55.32954545454546,27.66477272727273,0,0,87.529490616388827,0,0,0,0,0,1.0480308218204237E-2,1.4143294699788622E-3,2.6896334117382322E-5,false,9.6327019781719571E-3,0,0,0,0,0,0]
[2019,107,{"$f":"IF(LOADPROFILE=0.1,Results_10PoE!C264,IF(LOADPROFILE=0.5,Results_50PoE!C264,\"Invalid Load Profile %\"))","v":0},82.994318181818187,55.32954545454546,27.66477272727273,0,0,88.529490616388827,0,0,0,0,0,1.0480308218204237E-2,1.4143294699788622E-3,2.6896334117382322E-5,false,9.6327019781719571E-3,0,0,0,0,0,0]
[2019,108,{"$f":"IF(LOADPROFILE=0.1,Results_10PoE!C265,IF(LOADPROFILE=0.5,Results_50PoE!C265,\"Invalid Load Profile %\"))","v":0},{"$f":"VLOOKUP($A294,$Q$4:$AB$26,6,FALSE)","v":82.994318181818187},{"$f":"VLOOKUP($A294,$Q$4:$AB$26,7,FALSE)","v":55.32954545454546},{"$f":"VLOOKUP($A294,$Q$4:$AB$26,9,FALSE)","v":27.66477272727273},{"$f":"VLOOKUP($A294,$Q$4:$AB$26,10,FALSE)","v":0},{"$f":"VLOOKUP($A294,$Q$4:$AB$26,11,FALSE)","v":0},{"$f":"IF(B294-VLOOKUP(A294,$Q$4:$AB$26,12,FALSE)<0,0,B294-VLOOKUP(A294,$Q$4:$AB$26,12,FALSE))","v":89.529490616388827},{"$f":"IF(B294=150,0,IF(IF($I294>D294,($I294-D294)*($C294-$C295),0)<0,0,IF($I294>D294,($I294-D294)*($C294-$C295),0)))*$Y$30","v":0},{"$f":"IF(C294=150,0,IF(IF($I294>E294,($I294-E294)*($C294-$C295),0)<0,0,IF($I294>E294,($I294-E294)*($C294-$C295),0)))*$Y$30","v":0},{"$f":"IF(D294=150,0,IF(IF($I294>F294,($I294-F294)*($C294-$C295),0)<0,0,IF($I294>F294,($I294-F294)*($C294-$C295),0)))*$Y$30","v":0},{"$f":"IF(E294=150,0,IF(IF($I294>G294,($I294-G294)*($C294-$C295),0)<0,0,IF($I294>G294,($I294-G294)*($C294-$C295),0)))*$Y$30","v":0},{"$f":"IF(F294=150,0,IF(IF($I294>H294,($I294-H294)*($C294-$C295),0)<0,0,IF($I294>H294,($I294-H294)*($C294-$C295),0)))*$Y$30","v":0},{"$f":"VLOOKUP($A294, $Q$4:$BB$26,33,FALSE)","v":1.0480308218204237E-2},{"$f":"VLOOKUP($A294, $Q$4:$BB$26,34,FALSE)","v":1.4143294699788622E-3},{"$f":"VLOOKUP($A294, $Q$4:$BB$26,35,FALSE)","v":2.6896334117382322E-5},{"$f":"VLOOKUP($A294, $Q$4:$BB$26,36,FALSE)","v":false},{"$f":"VLOOKUP($A294, $Q$4:$BB$26,37,FALSE)","v":9.6327019781719571E-3},{"$f":"J294*1000*($S$34/365)","v":0},{"$f":"O294*K294*1000*($T$34/365)","v":0},{"$f":"P294*L294*1000*($U$34/365)","v":0},{"$f":"Q294*M294*1000*($V$34/365)","v":0},{"$f":"R294*N294*1000*($W$34/365)","v":0},{"$f":"S294*K294*1000*($X$34/365)","v":0}]
[2019,109,{"$f":"IF(LOADPROFILE=0.1,Results_10PoE!C266,IF(LOADPROFILE=0.5,Results_50PoE!C266,\"Invalid Load Profile %\"))","v":0},82.994318181818187,55.32954545454546,27.66477272727273,0,0,90.529490616388827,0,0,0,0,0,1.0480308218204237E-2,1.4143294699788622E-3,2.6896334117382322E-5,false,9.6327019781719571E-3,0,0,0,0,0,0]
[2019,110,{"$f":"IF(LOADPROFILE=0.1,Results_10PoE!C267,IF(LOADPROFILE=0.5,Results_50PoE!C267,\"Invalid Load Profile %\"))","v":0},82.994318181818187,55.32954545454546,27.66477272727273,0,0,91.529490616388827,0,0,0,0,0,1.0480308218204237E-2,1.4143294699788622E-3,2.6896334117382322E-5,false,9.6327019781719571E-3,0,0,0,0,0,0]
[2019,111,{"$f":"IF(LOADPROFILE=0.1,Results_10PoE!C268,IF(LOADPROFILE=0.5,Results_50PoE!C268,\"Invalid Load Profile %\"))","v":0},82.994318181818187,55.32954545454546,27.66477272727273,0,0,92.529490616388827,0,0,0,0,0,1.0480308218204237E-2,1.4143294699788622E-3,2.6896334117382322E-5,false,9.6327019781719571E-3,0,0,0,0,0,0]
[2019,112,{"$f":"IF(LOADPROFILE=0.1,Results_10PoE!C269,IF(LOADPROFILE=0.5,Results_50PoE!C269,\"Invalid Load Profile %\"))","v":0},82.994318181818187,55.32954545454546,27.66477272727273,0,0,93.529490616388827,0,0,0,0,0,1.0480308218204237E-2,1.4143294699788622E-3,2.6896334117382322E-5,false,9.6327019781719571E-3,0,0,0,0,0,0]
[2019,113,{"$f":"IF(LOADPROFILE=0.1,Results_10PoE!C270,IF(LOADPROFILE=0.5,Results_50PoE!C270,\"Invalid Load Profile %\"))","v":0},82.994318181818187,55.32954545454546,27.66477272727273,0,0,94.529490616388827,0,0,0,0,0,1.0480308218204237E-2,1.4143294699788622E-3,2.6896334117382322E-5,false,9.6327019781719571E-3,0,0,0,0,0,0]
[2019,114,{"$f":"IF(LOADPROFILE=0.1,Results_10PoE!C271,IF(LOADPROFILE=0.5,Results_50PoE!C271,\"Invalid Load Profile %\"))","v":0},82.994318181818187,55.32954545454546,27.66477272727273,0,0,95.529490616388827,0,0,0,0,0,1.0480308218204237E-2,1.4143294699788622E-3,2.6896334117382322E-5,false,9.6327019781719571E-3,0,0,0,0,0,0]
[2019,115,{"$f":"IF(LOADPROFILE=0.1,Results_10PoE!C272,IF(LOADPROFILE=0.5,Results_50PoE!C272,\"Invalid Load Profile %\"))","v":0},82.994318181818187,55.32954545454546,27.66477272727273,0,0,96.529490616388827,0,0,0,0,0,1.0480308218204237E-2,1.4143294699788622E-3,2.6896334117382322E-5,false,9.6327019781719571E-3,0,0,0,0,0,0]
[2019,116,{"$f":"IF(LOADPROFILE=0.1,Results_10PoE!C273,IF(LOADPROFILE=0.5,Results_50PoE!C273,\"Invalid Load Profile %\"))","v":0},82.994318181818187,55.32954545454546,27.66477272727273,0,0,97.529490616388827,0,0,0,0,0,1.0480308218204237E-2,1.4143294699788622E-3,2.6896334117382322E-5,false,9.6327019781719571E-3,0,0,0,0,0,0]
[2019,117,{"$f":"IF(LOADPROFILE=0.1,Results_10PoE!C274,IF(LOADPROFILE=0.5,Results_50PoE!C274,\"Invalid Load Profile %\"))","v":0},82.994318181818187,55.32954545454546,27.66477272727273,0,0,98.529490616388827,0,0,0,0,0,1.0480308218204237E-2,1.4143294699788622E-3,2.6896334117382322E-5,false,9.6327019781719571E-3,0,0,0,0,0,0]
[2019,118,{"$f":"IF(LOADPROFILE=0.1,Results_10PoE!C275,IF(LOADPROFILE=0.5,Results_50PoE!C275,\"Invalid Load Profile %\"))","v":0},82.994318181818187,55.32954545454546,27.66477272727273,0,0,99.529490616388827,0,0,0,0,0,1.0480308218204237E-2,1.4143294699788622E-3,2.6896334117382322E-5,false,9.6327019781719571E-3,0,0,0,0,0,0]
[2019,119,{"$f":"IF(LOADPROFILE=0.1,Results_10PoE!C276,IF(LOADPROFILE=0.5,Results_50PoE!C276,\"Invalid Load Profile %\"))","v":0},82.994318181818187,55.32954545454546,27.66477272727273,0,0,100.52949061638883,0,0,0,0,0,1.0480308218204237E-2,1.4143294699788622E-3,2.6896334117382322E-5,false,9.6327019781719571E-3,0,0,0,0,0,0]
[2019,120,{"$f":"IF(LOADPROFILE=0.1,Results_10PoE!C277,IF(LOADPROFILE=0.5,Results_50PoE!C277,\"Invalid Load Profile %\"))","v":0},82.994318181818187,55.32954545454546,27.66477272727273,0,0,101.52949061638883,0,0,0,0,0,1.0480308218204237E-2,1.4143294699788622E-3,2.6896334117382322E-5,false,9.6327019781719571E-3,0,0,0,0,0,0]
[2019,121,{"$f":"IF(LOADPROFILE=0.1,Results_10PoE!C278,IF(LOADPROFILE=0.5,Results_50PoE!C278,\"Invalid Load Profile %\"))","v":0},82.994318181818187,55.32954545454546,27.66477272727273,0,0,102.52949061638883,0,0,0,0,0,1.0480308218204237E-2,1.4143294699788622E-3,2.6896334117382322E-5,false,9.6327019781719571E-3,0,0,0,0,0,0]
[2019,122,{"$f":"IF(LOADPROFILE=0.1,Results_10PoE!C279,IF(LOADPROFILE=0.5,Results_50PoE!C279,\"Invalid Load Profile %\"))","v":0},82.994318181818187,55.32954545454546,27.66477272727273,0,0,103.52949061638883,0,0,0,0,0,1.0480308218204237E-2,1.4143294699788622E-3,2.6896334117382322E-5,false,9.6327019781719571E-3,0,0,0,0,0,0]
[2019,123,{"$f":"IF(LOADPROFILE=0.1,Results_10PoE!C280,IF(LOADPROFILE=0.5,Results_50PoE!C280,\"Invalid Load Profile %\"))","v":0},82.994318181818187,55.32954545454546,27.66477272727273,0,0,104.52949061638883,0,0,0,0,0,1.0480308218204237E-2,1.4143294699788622E-3,2.6896334117382322E-5,false,9.6327019781719571E-3,0,0,0,0,0,0]
[2019,124,{"$f":"IF(LOADPROFILE=0.1,Results_10PoE!C281,IF(LOADPROFILE=0.5,Results_50PoE!C281,\"Invalid Load Profile %\"))","v":0},82.994318181818187,55.32954545454546,27.66477272727273,0,0,105.52949061638883,0,0,0,0,0,1.0480308218204237E-2,1.4143294699788622E-3,2.6896334117382322E-5,false,9.6327019781719571E-3,0,0,0,0,0,0]
[2019,125,{"$f":"IF(LOADPROFILE=0.1,Results_10PoE!C282,IF(LOADPROFILE=0.5,Results_50PoE!C282,\"Invalid Load Profile %\"))","v":0},82.994318181818187,55.32954545454546,27.66477272727273,0,0,106.52949061638883,0,0,0,0,0,1.0480308218204237E-2,1.4143294699788622E-3,2.6896334117382322E-5,false,9.6327019781719571E-3,0,0,0,0,0,0]
[2019,126,{"$f":"IF(LOADPROFILE=0.1,Results_10PoE!C283,IF(LOADPROFILE=0.5,Results_50PoE!C283,\"Invalid Load Profile %\"))","v":0},82.994318181818187,55.32954545454546,27.66477272727273,0,0,107.52949061638883,0,0,0,0,0,1.0480308218204237E-2,1.4143294699788622E-3,2.6896334117382322E-5,false,9.6327019781719571E-3,0,0,0,0,0,0]
[2019,127,{"$f":"IF(LOADPROFILE=0.1,Results_10PoE!C284,IF(LOADPROFILE=0.5,Results_50PoE!C284,\"Invalid Load Profile %\"))","v":0},82.994318181818187,55.32954545454546,27.66477272727273,0,0,108.52949061638883,0,0,0,0,0,1.0480308218204237E-2,1.4143294699788622E-3,2.6896334117382322E-5,false,9.6327019781719571E-3,0,0,0,0,0,0]
[2019,128,{"$f":"IF(LOADPROFILE=0.1,Results_10PoE!C285,IF(LOADPROFILE=0.5,Results_50PoE!C285,\"Invalid Load Profile %\"))","v":0},82.994318181818187,55.32954545454546,27.66477272727273,0,0,109.52949061638883,0,0,0,0,0,1.0480308218204237E-2,1.4143294699788622E-3,2.6896334117382322E-5,false,9.6327019781719571E-3,0,0,0,0,0,0]
[2019,129,{"$f":"IF(LOADPROFILE=0.1,Results_10PoE!C286,IF(LOADPROFILE=0.5,Results_50PoE!C286,\"Invalid Load Profile %\"))","v":0},82.994318181818187,55.32954545454546,27.66477272727273,0,0,110.52949061638883,0,0,0,0,0,1.0480308218204237E-2,1.4143294699788622E-3,2.6896334117382322E-5,false,9.6327019781719571E-3,0,0,0,0,0,0]
[2019,130,{"$f":"IF(LOADPROFILE=0.1,Results_10PoE!C287,IF(LOADPROFILE=0.5,Results_50PoE!C287,\"Invalid Load Profile %\"))","v":0},82.994318181818187,55.32954545454546,27.66477272727273,0,0,111.52949061638883,0,0,0,0,0,1.0480308218204237E-2,1.4143294699788622E-3,2.6896334117382322E-5,false,9.6327019781719571E-3,0,0,0,0,0,0]
[2019,131,{"$f":"IF(LOADPROFILE=0.1,Results_10PoE!C288,IF(LOADPROFILE=0.5,Results_50PoE!C288,\"Invalid Load Profile %\"))","v":0},82.994318181818187,55.32954545454546,27.66477272727273,0,0,112.52949061638883,0,0,0,0,0,1.0480308218204237E-2,1.4143294699788622E-3,2.6896334117382322E-5,false,9.6327019781719571E-3,0,0,0,0,0,0]
[2019,132,{"$f":"IF(LOADPROFILE=0.1,Results_10PoE!C289,IF(LOADPROFILE=0.5,Results_50PoE!C289,\"Invalid Load Profile %\"))","v":0},82.994318181818187,55.32954545454546,27.66477272727273,0,0,113.52949061638883,0,0,0,0,0,1.0480308218204237E-2,1.4143294699788622E-3,2.6896334117382322E-5,false,9.6327019781719571E-3,0,0,0,0,0,0]
[2019,133,{"$f":"IF(LOADPROFILE=0.1,Results_10PoE!C290,IF(LOADPROFILE=0.5,Results_50PoE!C290,\"Invalid Load Profile %\"))","v":0},82.994318181818187,55.32954545454546,27.66477272727273,0,0,114.52949061638883,0,0,0,0,0,1.0480308218204237E-2,1.4143294699788622E-3,2.6896334117382322E-5,false,9.6327019781719571E-3,0,0,0,0,0,0]
[2019,134,{"$f":"IF(LOADPROFILE=0.1,Results_10PoE!C291,IF(LOADPROFILE=0.5,Results_50PoE!C291,\"Invalid Load Profile %\"))","v":0},82.994318181818187,55.32954545454546,27.66477272727273,0,0,115.52949061638883,0,0,0,0,0,1.0480308218204237E-2,1.4143294699788622E-3,2.6896334117382322E-5,false,9.6327019781719571E-3,0,0,0,0,0,0]
[2019,135,{"$f":"IF(LOADPROFILE=0.1,Results_10PoE!C292,IF(LOADPROFILE=0.5,Results_50PoE!C292,\"Invalid Load Profile %\"))","v":0},82.994318181818187,55.32954545454546,27.66477272727273,0,0,116.52949061638883,0,0,0,0,0,1.0480308218204237E-2,1.4143294699788622E-3,2.6896334117382322E-5,false,9.6327019781719571E-3,0,0,0,0,0,0]
[2019,136,{"$f":"IF(LOADPROFILE=0.1,Results_10PoE!C293,IF(LOADPROFILE=0.5,Results_50PoE!C293,\"Invalid Load Profile %\"))","v":0},82.994318181818187,55.32954545454546,27.66477272727273,0,0,117.52949061638883,0,0,0,0,0,1.0480308218204237E-2,1.4143294699788622E-3,2.6896334117382322E-5,false,9.6327019781719571E-3,0,0,0,0,0,0]
[2019,137,{"$f":"IF(LOADPROFILE=0.1,Results_10PoE!C294,IF(LOADPROFILE=0.5,Results_50PoE!C294,\"Invalid Load Profile %\"))","v":0},82.994318181818187,55.32954545454546,27.66477272727273,0,0,118.52949061638883,0,0,0,0,0,1.0480308218204237E-2,1.4143294699788622E-3,2.6896334117382322E-5,false,9.6327019781719571E-3,0,0,0,0,0,0]
[2019,138,{"$f":"IF(LOADPROFILE=0.1,Results_10PoE!C295,IF(LOADPROFILE=0.5,Results_50PoE!C295,\"Invalid Load Profile %\"))","v":0},82.994318181818187,55.32954545454546,27.66477272727273,0,0,119.52949061638883,0,0,0,0,0,1.0480308218204237E-2,1.4143294699788622E-3,2.6896334117382322E-5,false,9.6327019781719571E-3,0,0,0,0,0,0]
[2019,139,{"$f":"IF(LOADPROFILE=0.1,Results_10PoE!C296,IF(LOADPROFILE=0.5,Results_50PoE!C296,\"Invalid Load Profile %\"))","v":0},82.994318181818187,55.32954545454546,27.66477272727273,0,0,120.52949061638883,0,0,0,0,0,1.0480308218204237E-2,1.4143294699788622E-3,2.6896334117382322E-5,false,9.6327019781719571E-3,0,0,0,0,0,0]
[2019,140,{"$f":"IF(LOADPROFILE=0.1,Results_10PoE!C297,IF(LOADPROFILE=0.5,Results_50PoE!C297,\"Invalid Load Profile %\"))","v":0},82.994318181818187,55.32954545454546,27.66477272727273,0,0,121.52949061638883,0,0,0,0,0,1.0480308218204237E-2,1.4143294699788622E-3,2.6896334117382322E-5,false,9.6327019781719571E-3,0,0,0,0,0,0]
[2019,141,{"$f":"IF(LOADPROFILE=0.1,Results_10PoE!C298,IF(LOADPROFILE=0.5,Results_50PoE!C298,\"Invalid Load Profile %\"))","v":0},82.994318181818187,55.32954545454546,27.66477272727273,0,0,122.52949061638883,0,0,0,0,0,1.0480308218204237E-2,1.4143294699788622E-3,2.6896334117382322E-5,false,9.6327019781719571E-3,0,0,0,0,0,0]
[2019,142,{"$f":"IF(LOADPROFILE=0.1,Results_10PoE!C299,IF(LOADPROFILE=0.5,Results_50PoE!C299,\"Invalid Load Profile %\"))","v":0},82.994318181818187,55.32954545454546,27.66477272727273,0,0,123.52949061638883,0,0,0,0,0,1.0480308218204237E-2,1.4143294699788622E-3,2.6896334117382322E-5,false,9.6327019781719571E-3,0,0,0,0,0,0]
[2019,143,{"$f":"IF(LOADPROFILE=0.1,Results_10PoE!C300,IF(LOADPROFILE=0.5,Results_50PoE!C300,\"Invalid Load Profile %\"))","v":0},82.994318181818187,55.32954545454546,27.66477272727273,0,0,124.52949061638883,0,0,0,0,0,1.0480308218204237E-2,1.4143294699788622E-3,2.6896334117382322E-5,false,9.6327019781719571E-3,0,0,0,0,0,0]
[2019,144,{"$f":"IF(LOADPROFILE=0.1,Results_10PoE!C301,IF(LOADPROFILE=0.5,Results_50PoE!C301,\"Invalid Load Profile %\"))","v":0},82.994318181818187,55.32954545454546,27.66477272727273,0,0,125.52949061638883,0,0,0,0,0,1.0480308218204237E-2,1.4143294699788622E-3,2.6896334117382322E-5,false,9.6327019781719571E-3,0,0,0,0,0,0]
[2019,145,{"$f":"IF(LOADPROFILE=0.1,Results_10PoE!C302,IF(LOADPROFILE=0.5,Results_50PoE!C302,\"Invalid Load Profile %\"))","v":0},82.994318181818187,55.32954545454546,27.66477272727273,0,0,126.52949061638883,0,0,0,0,0,1.0480308218204237E-2,1.4143294699788622E-3,2.6896334117382322E-5,false,9.6327019781719571E-3,0,0,0,0,0,0]
[2019,146,{"$f":"IF(LOADPROFILE=0.1,Results_10PoE!C303,IF(LOADPROFILE=0.5,Results_50PoE!C303,\"Invalid Load Profile %\"))","v":0},82.994318181818187,55.32954545454546,27.66477272727273,0,0,127.52949061638883,0,0,0,0,0,1.0480308218204237E-2,1.4143294699788622E-3,2.6896334117382322E-5,false,9.6327019781719571E-3,0,0,0,0,0,0]
[2019,147,{"$f":"IF(LOADPROFILE=0.1,Results_10PoE!C304,IF(LOADPROFILE=0.5,Results_50PoE!C304,\"Invalid Load Profile %\"))","v":0},82.994318181818187,55.32954545454546,27.66477272727273,0,0,128.52949061638881,0,0,0,0,0,1.0480308218204237E-2,1.4143294699788622E-3,2.6896334117382322E-5,false,9.6327019781719571E-3,0,0,0,0,0,0]
[2019,148,{"$f":"IF(LOADPROFILE=0.1,Results_10PoE!C305,IF(LOADPROFILE=0.5,Results_50PoE!C305,\"Invalid Load Profile %\"))","v":0},82.994318181818187,55.32954545454546,27.66477272727273,0,0,129.52949061638881,0,0,0,0,0,1.0480308218204237E-2,1.4143294699788622E-3,2.6896334117382322E-5,false,9.6327019781719571E-3,0,0,0,0,0,0]
[2019,149,{"$f":"IF(LOADPROFILE=0.1,Results_10PoE!C306,IF(LOADPROFILE=0.5,Results_50PoE!C306,\"Invalid Load Profile %\"))","v":0},82.994318181818187,55.32954545454546,27.66477272727273,0,0,130.52949061638881,0,0,0,0,0,1.0480308218204237E-2,1.4143294699788622E-3,2.6896334117382322E-5,false,9.6327019781719571E-3,0,0,0,0,0,0]
[2019,150,{"$f":"IF(LOADPROFILE=0.1,Results_10PoE!C307,IF(LOADPROFILE=0.5,Results_50PoE!C307,\"Invalid Load Profile %\"))","v":0},82.994318181818187,55.32954545454546,27.66477272727273,0,0,131.52949061638881,0,0,0,0,0,1.0480308218204237E-2,1.4143294699788622E-3,2.6896334117382322E-5,false,9.6327019781719571E-3,0,0,0,0,0,0]
[2020,1,{"$f":"IF(LOADPROFILE=0.1,Results_10PoE!C308,IF(LOADPROFILE=0.5,Results_50PoE!C308,\"Invalid Load Profile %\"))","v":8369},82.994318181818187,55.32954545454546,27.66477272727273,0,0,0,0,0,0,0,0,1.1297045709203705E-2,1.5268646170597828E-3,2.9344569610124451E-5,false,1.0069959503268998E-2,0,0,0,0,0,0]
[2020,2,{"$f":"IF(LOADPROFILE=0.1,Results_10PoE!C309,IF(LOADPROFILE=0.5,Results_50PoE!C309,\"Invalid Load Profile %\"))","v":8193},82.994318181818187,55.32954545454546,27.66477272727273,0,0,0,0,0,0,0,0,1.1297045709203705E-2,1.5268646170597828E-3,2.9344569610124451E-5,false,1.0069959503268998E-2,0,0,0,0,0,0]
[2020,3,{"$f":"IF(LOADPROFILE=0.1,Results_10PoE!C310,IF(LOADPROFILE=0.5,Results_50PoE!C310,\"Invalid Load Profile %\"))","v":7959},82.994318181818187,55.32954545454546,27.66477272727273,0,0,0,0,0,0,0,0,1.1297045709203705E-2,1.5268646170597828E-3,2.9344569610124451E-5,false,1.0069959503268998E-2,0,0,0,0,0,0]
[2020,4,{"$f":"IF(LOADPROFILE=0.1,Results_10PoE!C311,IF(LOADPROFILE=0.5,Results_50PoE!C311,\"Invalid Load Profile %\"))","v":7663},82.994318181818187,55.32954545454546,27.66477272727273,0,0,0,0,0,0,0,0,1.1297045709203705E-2,1.5268646170597828E-3,2.9344569610124451E-5,false,1.0069959503268998E-2,0,0,0,0,0,0]
[2020,5,{"$f":"IF(LOADPROFILE=0.1,Results_10PoE!C312,IF(LOADPROFILE=0.5,Results_50PoE!C312,\"Invalid Load Profile %\"))","v":7260},82.994318181818187,55.32954545454546,27.66477272727273,0,0,0,0,0,0,0,0,1.1297045709203705E-2,1.5268646170597828E-3,2.9344569610124451E-5,false,1.0069959503268998E-2,0,0,0,0,0,0]
[2020,6,{"$f":"IF(LOADPROFILE=0.1,Results_10PoE!C313,IF(LOADPROFILE=0.5,Results_50PoE!C313,\"Invalid Load Profile %\"))","v":6875},82.994318181818187,55.32954545454546,27.66477272727273,0,0,0,0,0,0,0,0,1.1297045709203705E-2,1.5268646170597828E-3,2.9344569610124451E-5,false,1.0069959503268998E-2,0,0,0,0,0,0]
[2020,7,{"$f":"IF(LOADPROFILE=0.1,Results_10PoE!C314,IF(LOADPROFILE=0.5,Results_50PoE!C314,\"Invalid Load Profile %\"))","v":6526},82.994318181818187,55.32954545454546,27.66477272727273,0,0,0,0,0,0,0,0,1.1297045709203705E-2,1.5268646170597828E-3,2.9344569610124451E-5,false,1.0069959503268998E-2,0,0,0,0,0,0]
[2020,8,{"$f":"IF(LOADPROFILE=0.1,Results_10PoE!C315,IF(LOADPROFILE=0.5,Results_50PoE!C315,\"Invalid Load Profile %\"))","v":6159},82.994318181818187,55.32954545454546,27.66477272727273,0,0,0,0,0,0,0,0,1.1297045709203705E-2,1.5268646170597828E-3,2.9344569610124451E-5,false,1.0069959503268998E-2,0,0,0,0,0,0]
[2020,9,{"$f":"IF(LOADPROFILE=0.1,Results_10PoE!C316,IF(LOADPROFILE=0.5,Results_50PoE!C316,\"Invalid Load Profile %\"))","v":5744},82.994318181818187,55.32954545454546,27.66477272727273,0,0,0,0,0,0,0,0,1.1297045709203705E-2,1.5268646170597828E-3,2.9344569610124451E-5,false,1.0069959503268998E-2,0,0,0,0,0,0]
[2020,10,{"$f":"IF(LOADPROFILE=0.1,Results_10PoE!C317,IF(LOADPROFILE=0.5,Results_50PoE!C317,\"Invalid Load Profile %\"))","v":5318},82.994318181818187,55.32954545454546,27.66477272727273,0,0,0,0,0,0,0,0,1.1297045709203705E-2,1.5268646170597828E-3,2.9344569610124451E-5,false,1.0069959503268998E-2,0,0,0,0,0,0]
[2020,11,{"$f":"IF(LOADPROFILE=0.1,Results_10PoE!C318,IF(LOADPROFILE=0.5,Results_50PoE!C318,\"Invalid Load Profile %\"))","v":4966},82.994318181818187,55.32954545454546,27.66477272727273,0,0,0,0,0,0,0,0,1.1297045709203705E-2,1.5268646170597828E-3,2.9344569610124451E-5,false,1.0069959503268998E-2,0,0,0,0,0,0]
[2020,12,{"$f":"IF(LOADPROFILE=0.1,Results_10PoE!C319,IF(LOADPROFILE=0.5,Results_50PoE!C319,\"Invalid Load Profile %\"))","v":4672},82.994318181818187,55.32954545454546,27.66477272727273,0,0,0,0,0,0,0,0,1.1297045709203705E-2,1.5268646170597828E-3,2.9344569610124451E-5,false,1.0069959503268998E-2,0,0,0,0,0,0]
[2020,13,{"$f":"IF(LOADPROFILE=0.1,Results_10PoE!C320,IF(LOADPROFILE=0.5,Results_50PoE!C320,\"Invalid Load Profile %\"))","v":4425},82.994318181818187,55.32954545454546,27.66477272727273,0,0,0,0,0,0,0,0,1.1297045709203705E-2,1.5268646170597828E-3,2.9344569610124451E-5,false,1.0069959503268998E-2,0,0,0,0,0,0]
[2020,14,{"$f":"IF(LOADPROFILE=0.1,Results_10PoE!C321,IF(LOADPROFILE=0.5,Results_50PoE!C321,\"Invalid Load Profile %\"))","v":4239},82.994318181818187,55.32954545454546,27.66477272727273,0,0,0,0,0,0,0,0,1.1297045709203705E-2,1.5268646170597828E-3,2.9344569610124451E-5,false,1.0069959503268998E-2,0,0,0,0,0,0]
[2020,15,{"$f":"IF(LOADPROFILE=0.1,Results_10PoE!C322,IF(LOADPROFILE=0.5,Results_50PoE!C322,\"Invalid Load Profile %\"))","v":4073},82.994318181818187,55.32954545454546,27.66477272727273,0,0,0,0,0,0,0,0,1.1297045709203705E-2,1.5268646170597828E-3,2.9344569610124451E-5,false,1.0069959503268998E-2,0,0,0,0,0,0]
[2020,16,{"$f":"IF(LOADPROFILE=0.1,Results_10PoE!C323,IF(LOADPROFILE=0.5,Results_50PoE!C323,\"Invalid Load Profile %\"))","v":3914},82.994318181818187,55.32954545454546,27.66477272727273,0,0,0,0,0,0,0,0,1.1297045709203705E-2,1.5268646170597828E-3,2.9344569610124451E-5,false,1.0069959503268998E-2,0,0,0,0,0,0]
[2020,17,{"$f":"IF(LOADPROFILE=0.1,Results_10PoE!C324,IF(LOADPROFILE=0.5,Results_50PoE!C324,\"Invalid Load Profile %\"))","v":3768},82.994318181818187,55.32954545454546,27.66477272727273,0,0,0,0,0,0,0,0,1.1297045709203705E-2,1.5268646170597828E-3,2.9344569610124451E-5,false,1.0069959503268998E-2,0,0,0,0,0,0]
[2020,18,{"$f":"IF(LOADPROFILE=0.1,Results_10PoE!C325,IF(LOADPROFILE=0.5,Results_50PoE!C325,\"Invalid Load Profile %\"))","v":3635},82.994318181818187,55.32954545454546,27.66477272727273,0,0,0,0,0,0,0,0,1.1297045709203705E-2,1.5268646170597828E-3,2.9344569610124451E-5,false,1.0069959503268998E-2,0,0,0,0,0,0]
[2020,19,{"$f":"IF(LOADPROFILE=0.1,Results_10PoE!C326,IF(LOADPROFILE=0.5,Results_50PoE!C326,\"Invalid Load Profile %\"))","v":3487},82.994318181818187,55.32954545454546,27.66477272727273,0,0,0.73306569198095062,0,0,0,111.23980615165006,111.23980615165006,1.1297045709203705E-2,1.5268646170597828E-3,2.9344569610124451E-5,false,1.0069959503268998E-2,0,0,0,1.0302617640435587,0,0]
[2020,20,{"$f":"IF(LOADPROFILE=0.1,Results_10PoE!C327,IF(LOADPROFILE=0.5,Results_50PoE!C327,\"Invalid Load Profile %\"))","v":3334},82.994318181818187,55.32954545454546,27.66477272727273,0,0,1.7330656919809506,0,0,0,249.23493973853962,249.23493973853962,1.1297045709203705E-2,1.5268646170597828E-3,2.9344569610124451E-5,false,1.0069959503268998E-2,0,0,0,2.3083214324039796,0,0]
[2020,21,{"$f":"IF(LOADPROFILE=0.1,Results_10PoE!C328,IF(LOADPROFILE=0.5,Results_50PoE!C328,\"Invalid Load Profile %\"))","v":3189},82.994318181818187,55.32954545454546,27.66477272727273,0,0,2.7330656919809506,0,0,0,325.27989002300939,325.27989002300939,1.1297045709203705E-2,1.5268646170597828E-3,2.9344569610124451E-5,false,1.0069959503268998E-2,0,0,0,3.0126215146953443,0,0]
[2020,22,{"$f":"IF(LOADPROFILE=0.1,Results_10PoE!C329,IF(LOADPROFILE=0.5,Results_50PoE!C329,\"Invalid Load Profile %\"))","v":3069},{"$f":"VLOOKUP($A358,$Q$4:$AB$26,6,FALSE)","v":82.994318181818187},{"$f":"VLOOKUP($A358,$Q$4:$AB$26,7,FALSE)","v":55.32954545454546},{"$f":"VLOOKUP($A358,$Q$4:$AB$26,9,FALSE)","v":27.66477272727273},{"$f":"VLOOKUP($A358,$Q$4:$AB$26,10,FALSE)","v":0},{"$f":"VLOOKUP($A358,$Q$4:$AB$26,11,FALSE)","v":0},{"$f":"IF(B358-VLOOKUP(A358,$Q$4:$AB$26,12,FALSE)<0,0,B358-VLOOKUP(A358,$Q$4:$AB$26,12,FALSE))","v":3.7330656919809506},{"$f":"IF(B358=150,0,IF(IF($I358>D358,($I358-D358)*($C358-$C359),0)<0,0,IF($I358>D358,($I358-D358)*($C358-$C359),0)))*$Y$30","v":0},{"$f":"IF(C358=150,0,IF(IF($I358>E358,($I358-E358)*($C358-$C359),0)<0,0,IF($I358>E358,($I358-E358)*($C358-$C359),0)))*$Y$30","v":0},{"$f":"IF(D358=150,0,IF(IF($I358>F358,($I358-F358)*($C358-$C359),0)<0,0,IF($I358>F358,($I358-F358)*($C358-$C359),0)))*$Y$30","v":0},{"$f":"IF(E358=150,0,IF(IF($I358>G358,($I358-G358)*($C358-$C359),0)<0,0,IF($I358>G358,($I358-G358)*($C358-$C359),0)))*$Y$30","v":540.56059766408077},{"$f":"IF(F358=150,0,IF(IF($I358>H358,($I358-H358)*($C358-$C359),0)<0,0,IF($I358>H358,($I358-H358)*($C358-$C359),0)))*$Y$30","v":540.56059766408077},{"$f":"VLOOKUP($A358, $Q$4:$BB$26,33,FALSE)","v":1.1297045709203705E-2},{"$f":"VLOOKUP($A358, $Q$4:$BB$26,34,FALSE)","v":1.5268646170597828E-3},{"$f":"VLOOKUP($A358, $Q$4:$BB$26,35,FALSE)","v":2.9344569610124451E-5},{"$f":"VLOOKUP($A358, $Q$4:$BB$26,36,FALSE)","v":false},{"$f":"VLOOKUP($A358, $Q$4:$BB$26,37,FALSE)","v":1.0069959503268998E-2},{"$f":"J358*1000*($S$34/365)","v":0},{"$f":"O358*K358*1000*($T$34/365)","v":0},{"$f":"P358*L358*1000*($U$34/365)","v":0},{"$f":"Q358*M358*1000*($V$34/365)","v":5.0064714618668482},{"$f":"R358*N358*1000*($W$34/365)","v":0},{"$f":"S358*K358*1000*($X$34/365)","v":0}]
[2020,23,{"$f":"IF(LOADPROFILE=0.1,Results_10PoE!C330,IF(LOADPROFILE=0.5,Results_50PoE!C330,\"Invalid Load Profile %\"))","v":2923},82.994318181818187,55.32954545454546,27.66477272727273,0,0,4.7330656919809506,0,0,0,713.52963946318721,713.52963946318721,1.1297045709203705E-2,1.5268646170597828E-3,2.9344569610124451E-5,false,1.0069959503268998E-2,0,0,0,6.6084464768712072,0,0]
[2020,24,{"$f":"IF(LOADPROFILE=0.1,Results_10PoE!C331,IF(LOADPROFILE=0.5,Results_50PoE!C331,\"Invalid Load Profile %\"))","v":2771},82.994318181818187,55.32954545454546,27.66477272727273,0,0,5.7330656919809506,0,0,0,915.45856454614159,915.45856454614159,1.1297045709203705E-2,1.5268646170597828E-3,2.9344569610124451E-5,false,1.0069959503268998E-2,0,0,0,8.4786371735699184,0,0]
[2020,25,{"$f":"IF(LOADPROFILE=0.1,Results_10PoE!C332,IF(LOADPROFILE=0.5,Results_50PoE!C332,\"Invalid Load Profile %\"))","v":2610},82.994318181818187,55.32954545454546,27.66477272727273,0,0,6.7330656919809506,0,0,0,854.7689135976666,854.7689135976666,1.1297045709203705E-2,1.5268646170597828E-3,2.9344569610124451E-5,false,1.0069959503268998E-2,0,0,0,7.9165521699326113,0,0]
[2020,26,{"$f":"IF(LOADPROFILE=0.1,Results_10PoE!C333,IF(LOADPROFILE=0.5,Results_50PoE!C333,\"Invalid Load Profile %\"))","v":2482},82.994318181818187,55.32954545454546,27.66477272727273,0,0,7.7330656919809506,0,0,0,1196.4710525514672,1196.4710525514672,1.1297045709203705E-2,1.5268646170597828E-3,2.9344569610124451E-5,false,1.0069959503268998E-2,0,0,0,11.081270454105724,0,0]
[2020,27,{"$f":"IF(LOADPROFILE=0.1,Results_10PoE!C334,IF(LOADPROFILE=0.5,Results_50PoE!C334,\"Invalid Load Profile %\"))","v":2326},82.994318181818187,55.32954545454546,27.66477272727273,0,0,8.7330656919809506,0,0,0,1368.5154723180317,1368.5154723180317,1.1297045709203705E-2,1.5268646170597828E-3,2.9344569610124451E-5,false,1.0069959503268998E-2,0,0,0,12.674681963299747,0,0]
[2020,28,{"$f":"IF(LOADPROFILE=0.1,Results_10PoE!C335,IF(LOADPROFILE=0.5,Results_50PoE!C335,\"Invalid Load Profile %\"))","v":2168},82.994318181818187,55.32954545454546,27.66477272727273,0,0,9.7330656919809506,0,0,0,2036.8451242973003,2036.8451242973003,1.1297045709203705E-2,1.5268646170597828E-3,2.9344569610124451E-5,false,1.0069959503268998E-2,0,0,0,18.864502945836271,0,0]
[2020,29,{"$f":"IF(LOADPROFILE=0.1,Results_10PoE!C336,IF(LOADPROFILE=0.5,Results_50PoE!C336,\"Invalid Load Profile %\"))","v":1957},82.994318181818187,55.32954545454546,27.66477272727273,0,0,10.733065691980951,0,0,0,2256.7608872516207,2256.7608872516207,1.1297045709203705E-2,1.5268646170597828E-3,2.9344569610124451E-5,false,1.0069959503268998E-2,0,0,0,20.901281053606667,0,0]
[2020,30,{"$f":"IF(LOADPROFILE=0.1,Results_10PoE!C337,IF(LOADPROFILE=0.5,Results_50PoE!C337,\"Invalid Load Profile %\"))","v":1745},82.994318181818187,55.32954545454546,27.66477272727273,0,0,11.733065691980951,0,0,0,3025.5946816145188,3025.5946816145188,1.1297045709203705E-2,1.5268646170597828E-3,2.9344569610124451E-5,false,1.0069959503268998E-2,0,0,0,28.021934070178585,0,0]
[2020,31,{"$f":"IF(LOADPROFILE=0.1,Results_10PoE!C338,IF(LOADPROFILE=0.5,Results_50PoE!C338,\"Invalid Load Profile %\"))","v":1485},82.994318181818187,55.32954545454546,27.66477272727273,0,0,12.733065691980951,0,0,0,3384.4934005357045,3384.4934005357045,1.1297045709203705E-2,1.5268646170597828E-3,2.9344569610124451E-5,false,1.0069959503268998E-2,0,0,0,31.345920690261607,0,0]
[2020,32,{"$f":"IF(LOADPROFILE=0.1,Results_10PoE!C339,IF(LOADPROFILE=0.5,Results_50PoE!C339,\"Invalid Load Profile %\"))","v":1217},82.994318181818187,55.32954545454546,27.66477272727273,0,0,13.733065691980951,0,0,0,3418.7482146250682,3418.7482146250682,1.1297045709203705E-2,1.5268646170597828E-3,2.9344569610124451E-5,false,1.0069959503268998E-2,0,0,0,31.663176054250471,0,0]
[2020,33,{"$f":"IF(LOADPROFILE=0.1,Results_10PoE!C340,IF(LOADPROFILE=0.5,Results_50PoE!C340,\"Invalid Load Profile %\"))","v":966},82.994318181818187,55.32954545454546,27.66477272727273,0,0,14.733065691980951,0,0,0,2571.7674245228809,2571.7674245228809,1.1297045709203705E-2,1.5268646170597828E-3,2.9344569610124451E-5,false,1.0069959503268998E-2,0,0,0,23.818754591199014,0,0]
[2020,34,{"$f":"IF(LOADPROFILE=0.1,Results_10PoE!C341,IF(LOADPROFILE=0.5,Results_50PoE!C341,\"Invalid Load Profile %\"))","v":790},82.994318181818187,55.32954545454546,27.66477272727273,0,0,15.733065691980951,0,0,0,2543.4713984481455,2543.4713984481455,1.1297045709203705E-2,1.5268646170597828E-3,2.9344569610124451E-5,false,1.0069959503268998E-2,0,0,0,23.556687308382674,0,0]
[2020,35,{"$f":"IF(LOADPROFILE=0.1,Results_10PoE!C342,IF(LOADPROFILE=0.5,Results_50PoE!C342,\"Invalid Load Profile %\"))","v":627},82.994318181818187,55.32954545454546,27.66477272727273,0,0,16.733065691980951,0,0,0,2257.0455423761291,2257.0455423761291,1.1297045709203705E-2,1.5268646170597828E-3,2.9344569610124451E-5,false,1.0069959503268998E-2,0,0,0,20.90391742363342,0,0]
[2020,36,{"$f":"IF(LOADPROFILE=0.1,Results_10PoE!C343,IF(LOADPROFILE=0.5,Results_50PoE!C343,\"Invalid Load Profile %\"))","v":491},82.994318181818187,55.32954545454546,27.66477272727273,0,0,17.733065691980951,0,0,0,1600.4831754301699,1600.4831754301699,1.1297045709203705E-2,1.5268646170597828E-3,2.9344569610124451E-5,false,1.0069959503268998E-2,0,0,0,14.823080664063747,0,0]
[2020,37,{"$f":"IF(LOADPROFILE=0.1,Results_10PoE!C344,IF(LOADPROFILE=0.5,Results_50PoE!C344,\"Invalid Load Profile %\"))","v":400},82.994318181818187,55.32954545454546,27.66477272727273,0,0,18.733065691980951,0,0,0,1634.9987543429627,1634.9987543429627,1.1297045709203705E-2,1.5268646170597828E-3,2.9344569610124451E-5,false,1.0069959503268998E-2,0,0,0,15.142751134984925,0,0]
[2020,38,{"$f":"IF(LOADPROFILE=0.1,Results_10PoE!C345,IF(LOADPROFILE=0.5,Results_50PoE!C345,\"Invalid Load Profile %\"))","v":312},82.994318181818187,55.32954545454546,27.66477272727273,0,0,19.733065691980951,0,0,0,1996.2762104097842,1996.2762104097842,1.1297045709203705E-2,1.5268646170597828E-3,2.9344569610124451E-5,false,1.0069959503268998E-2,0,0,0,18.488768734918075,0,0]
[2020,39,{"$f":"IF(LOADPROFILE=0.1,Results_10PoE!C346,IF(LOADPROFILE=0.5,Results_50PoE!C346,\"Invalid Load Profile %\"))","v":210},82.994318181818187,55.32954545454546,27.66477272727273,0,0,20.733065691980951,0,0,0,1110.4095326218303,1110.4095326218303,1.1297045709203705E-2,1.5268646170597828E-3,2.9344569610124451E-5,false,1.0069959503268998E-2,0,0,0,10.284200624461272,0,0]
[2020,40,{"$f":"IF(LOADPROFILE=0.1,Results_10PoE!C347,IF(LOADPROFILE=0.5,Results_50PoE!C347,\"Invalid Load Profile %\"))","v":156},82.994318181818187,55.32954545454546,27.66477272727273,0,0,21.733065691980951,0,0,0,1314.8515589789813,1314.8515589789813,1.1297045709203705E-2,1.5268646170597828E-3,2.9344569610124451E-5,false,1.0069959503268998E-2,0,0,0,12.177666731658672,0,0]
[2020,41,{"$f":"IF(LOADPROFILE=0.1,Results_10PoE!C348,IF(LOADPROFILE=0.5,Results_50PoE!C348,\"Invalid Load Profile %\"))","v":95},82.994318181818187,55.32954545454546,27.66477272727273,0,0,22.733065691980951,0,0,0,969.51015052560058,969.51015052560058,1.1297045709203705E-2,1.5268646170597828E-3,2.9344569610124451E-5,false,1.0069959503268998E-2,0,0,0,8.9792428852036892,0,0]
[2020,42,{"$f":"IF(LOADPROFILE=0.1,Results_10PoE!C349,IF(LOADPROFILE=0.5,Results_50PoE!C349,\"Invalid Load Profile %\"))","v":52},82.994318181818187,55.32954545454546,27.66477272727273,0,0,23.733065691980951,0,0,0,612.00234637007384,612.00234637007384,1.1297045709203705E-2,1.5268646170597828E-3,2.9344569610124451E-5,false,1.0069959503268998E-2,0,0,0,5.6681384010185694,0,0]
[2020,43,{"$f":"IF(LOADPROFILE=0.1,Results_10PoE!C350,IF(LOADPROFILE=0.5,Results_50PoE!C350,\"Invalid Load Profile %\"))","v":26},82.994318181818187,55.32954545454546,27.66477272727273,0,0,24.733065691980951,0,0,0,245.30355880286885,245.30355880286885,1.1297045709203705E-2,1.5268646170597828E-3,2.9344569610124451E-5,false,1.0069959503268998E-2,0,0,0,2.2719104425071648,0,0]
[2020,44,{"$f":"IF(LOADPROFILE=0.1,Results_10PoE!C351,IF(LOADPROFILE=0.5,Results_50PoE!C351,\"Invalid Load Profile %\"))","v":16},82.994318181818187,55.32954545454546,27.66477272727273,0,0,25.733065691980951,0,0,0,153.13295986265635,153.13295986265635,1.1297045709203705E-2,1.5268646170597828E-3,2.9344569610124451E-5,false,1.0069959503268998E-2,0,0,0,1.4182605923120049,0,0]
[2020,45,{"$f":"IF(LOADPROFILE=0.1,Results_10PoE!C352,IF(LOADPROFILE=0.5,Results_50PoE!C352,\"Invalid Load Profile %\"))","v":10},82.994318181818187,55.32954545454546,27.66477272727273,0,0,26.733065691980951,0,0,0,106.05585629572759,106.05585629572759,1.1297045709203705E-2,1.5268646170597828E-3,2.9344569610124451E-5,false,1.0069959503268998E-2,0,0,0,0.9822499460798072,0,0]
[2020,46,{"$f":"IF(LOADPROFILE=0.1,Results_10PoE!C353,IF(LOADPROFILE=0.5,Results_50PoE!C353,\"Invalid Load Profile %\"))","v":6},82.994318181818187,55.32954545454546,27.66477272727273,0,0,27.733065691980951,0,0,0.27093296872707151,110.02307268301762,110.02307268301762,1.1297045709203705E-2,1.5268646170597828E-3,2.9344569610124451E-5,false,1.0069959503268998E-2,0,0,0.16320445685036586,1.0189928306182778,0,0]
[2020,47,{"$f":"IF(LOADPROFILE=0.1,Results_10PoE!C354,IF(LOADPROFILE=0.5,Results_50PoE!C354,\"Invalid Load Profile %\"))","v":2},82.994318181818187,55.32954545454546,27.66477272727273,0,0,28.733065691980951,0,0,2.1190746780085483,56.99514453515382,56.99514453515382,1.1297045709203705E-2,1.5268646170597828E-3,2.9344569610124451E-5,false,1.0069959503268998E-2,0,0,1.2764870715979153,0.52786785757837429,0,0]
[2020,48,{"$f":"IF(LOADPROFILE=0.1,Results_10PoE!C355,IF(LOADPROFILE=0.5,Results_50PoE!C355,\"Invalid Load Profile %\"))","v":0},82.994318181818187,55.32954545454546,27.66477272727273,0,0,29.733065691980951,0,0,0,0,0,1.1297045709203705E-2,1.5268646170597828E-3,2.9344569610124451E-5,false,1.0069959503268998E-2,0,0,0,0,0,0]
[2020,49,{"$f":"IF(LOADPROFILE=0.1,Results_10PoE!C356,IF(LOADPROFILE=0.5,Results_50PoE!C356,\"Invalid Load Profile %\"))","v":0},82.994318181818187,55.32954545454546,27.66477272727273,0,0,30.733065691980951,0,0,0,0,0,1.1297045709203705E-2,1.5268646170597828E-3,2.9344569610124451E-5,false,1.0069959503268998E-2,0,0,0,0,0,0]
[2020,50,{"$f":"IF(LOADPROFILE=0.1,Results_10PoE!C357,IF(LOADPROFILE=0.5,Results_50PoE!C357,\"Invalid Load Profile %\"))","v":0},82.994318181818187,55.32954545454546,27.66477272727273,0,0,31.733065691980951,0,0,0,0,0,1.1297045709203705E-2,1.5268646170597828E-3,2.9344569610124451E-5,false,1.0069959503268998E-2,0,0,0,0,0,0]
[2020,51,{"$f":"IF(LOADPROFILE=0.1,Results_10PoE!C358,IF(LOADPROFILE=0.5,Results_50PoE!C358,\"Invalid Load Profile %\"))","v":0},82.994318181818187,55.32954545454546,27.66477272727273,0,0,32.733065691980954,0,0,0,0,0,1.1297045709203705E-2,1.5268646170597828E-3,2.9344569610124451E-5,false,1.0069959503268998E-2,0,0,0,0,0,0]
[2020,52,{"$f":"IF(LOADPROFILE=0.1,Results_10PoE!C359,IF(LOADPROFILE=0.5,Results_50PoE!C359,\"Invalid Load Profile %\"))","v":0},82.994318181818187,55.32954545454546,27.66477272727273,0,0,33.733065691980954,0,0,0,0,0,1.1297045709203705E-2,1.5268646170597828E-3,2.9344569610124451E-5,false,1.0069959503268998E-2,0,0,0,0,0,0]
[2020,53,{"$f":"IF(LOADPROFILE=0.1,Results_10PoE!C360,IF(LOADPROFILE=0.5,Results_50PoE!C360,\"Invalid Load Profile %\"))","v":0},82.994318181818187,55.32954545454546,27.66477272727273,0,0,34.733065691980954,0,0,0,0,0,1.1297045709203705E-2,1.5268646170597828E-3,2.9344569610124451E-5,false,1.0069959503268998E-2,0,0,0,0,0,0]
[2020,54,{"$f":"IF(LOADPROFILE=0.1,Results_10PoE!C361,IF(LOADPROFILE=0.5,Results_50PoE!C361,\"Invalid Load Profile %\"))","v":0},82.994318181818187,55.32954545454546,27.66477272727273,0,0,35.733065691980954,0,0,0,0,0,1.1297045709203705E-2,1.5268646170597828E-3,2.9344569610124451E-5,false,1.0069959503268998E-2,0,0,0,0,0,0]
[2020,55,{"$f":"IF(LOADPROFILE=0.1,Results_10PoE!C362,IF(LOADPROFILE=0.5,Results_50PoE!C362,\"Invalid Load Profile %\"))","v":0},82.994318181818187,55.32954545454546,27.66477272727273,0,0,36.733065691980954,0,0,0,0,0,1.1297045709203705E-2,1.5268646170597828E-3,2.9344569610124451E-5,false,1.0069959503268998E-2,0,0,0,0,0,0]
[2020,56,{"$f":"IF(LOADPROFILE=0.1,Results_10PoE!C363,IF(LOADPROFILE=0.5,Results_50PoE!C363,\"Invalid Load Profile %\"))","v":0},82.994318181818187,55.32954545454546,27.66477272727273,0,0,37.733065691980954,0,0,0,0,0,1.1297045709203705E-2,1.5268646170597828E-3,2.9344569610124451E-5,false,1.0069959503268998E-2,0,0,0,0,0,0]
[2020,57,{"$f":"IF(LOADPROFILE=0.1,Results_10PoE!C364,IF(LOADPROFILE=0.5,Results_50PoE!C364,\"Invalid Load Profile %\"))","v":0},82.994318181818187,55.32954545454546,27.66477272727273,0,0,38.733065691980954,0,0,0,0,0,1.1297045709203705E-2,1.5268646170597828E-3,2.9344569610124451E-5,false,1.0069959503268998E-2,0,0,0,0,0,0]
[2020,58,{"$f":"IF(LOADPROFILE=0.1,Results_10PoE!C365,IF(LOADPROFILE=0.5,Results_50PoE!C365,\"Invalid Load Profile %\"))","v":0},82.994318181818187,55.32954545454546,27.66477272727273,0,0,39.733065691980954,0,0,0,0,0,1.1297045709203705E-2,1.5268646170597828E-3,2.9344569610124451E-5,false,1.0069959503268998E-2,0,0,0,0,0,0]
[2020,59,{"$f":"IF(LOADPROFILE=0.1,Results_10PoE!C366,IF(LOADPROFILE=0.5,Results_50PoE!C366,\"Invalid Load Profile %\"))","v":0},82.994318181818187,55.32954545454546,27.66477272727273,0,0,40.733065691980954,0,0,0,0,0,1.1297045709203705E-2,1.5268646170597828E-3,2.9344569610124451E-5,false,1.0069959503268998E-2,0,0,0,0,0,0]
[2020,60,{"$f":"IF(LOADPROFILE=0.1,Results_10PoE!C367,IF(LOADPROFILE=0.5,Results_50PoE!C367,\"Invalid Load Profile %\"))","v":0},82.994318181818187,55.32954545454546,27.66477272727273,0,0,41.733065691980954,0,0,0,0,0,1.1297045709203705E-2,1.5268646170597828E-3,2.9344569610124451E-5,false,1.0069959503268998E-2,0,0,0,0,0,0]
[2020,61,{"$f":"IF(LOADPROFILE=0.1,Results_10PoE!C368,IF(LOADPROFILE=0.5,Results_50PoE!C368,\"Invalid Load Profile %\"))","v":0},82.994318181818187,55.32954545454546,27.66477272727273,0,0,42.733065691980954,0,0,0,0,0,1.1297045709203705E-2,1.5268646170597828E-3,2.9344569610124451E-5,false,1.0069959503268998E-2,0,0,0,0,0,0]
[2020,62,{"$f":"IF(LOADPROFILE=0.1,Results_10PoE!C369,IF(LOADPROFILE=0.5,Results_50PoE!C369,\"Invalid Load Profile %\"))","v":0},82.994318181818187,55.32954545454546,27.66477272727273,0,0,43.733065691980954,0,0,0,0,0,1.1297045709203705E-2,1.5268646170597828E-3,2.9344569610124451E-5,false,1.0069959503268998E-2,0,0,0,0,0,0]
[2020,63,{"$f":"IF(LOADPROFILE=0.1,Results_10PoE!C370,IF(LOADPROFILE=0.5,Results_50PoE!C370,\"Invalid Load Profile %\"))","v":0},82.994318181818187,55.32954545454546,27.66477272727273,0,0,44.733065691980954,0,0,0,0,0,1.1297045709203705E-2,1.5268646170597828E-3,2.9344569610124451E-5,false,1.0069959503268998E-2,0,0,0,0,0,0]
[2020,64,{"$f":"IF(LOADPROFILE=0.1,Results_10PoE!C371,IF(LOADPROFILE=0.5,Results_50PoE!C371,\"Invalid Load Profile %\"))","v":0},82.994318181818187,55.32954545454546,27.66477272727273,0,0,45.733065691980954,0,0,0,0,0,1.1297045709203705E-2,1.5268646170597828E-3,2.9344569610124451E-5,false,1.0069959503268998E-2,0,0,0,0,0,0]
[2020,65,{"$f":"IF(LOADPROFILE=0.1,Results_10PoE!C372,IF(LOADPROFILE=0.5,Results_50PoE!C372,\"Invalid Load Profile %\"))","v":0},82.994318181818187,55.32954545454546,27.66477272727273,0,0,46.733065691980954,0,0,0,0,0,1.1297045709203705E-2,1.5268646170597828E-3,2.9344569610124451E-5,false,1.0069959503268998E-2,0,0,0,0,0,0]
[2020,66,{"$f":"IF(LOADPROFILE=0.1,Results_10PoE!C373,IF(LOADPROFILE=0.5,Results_50PoE!C373,\"Invalid Load Profile %\"))","v":0},82.994318181818187,55.32954545454546,27.66477272727273,0,0,47.733065691980954,0,0,0,0,0,1.1297045709203705E-2,1.5268646170597828E-3,2.9344569610124451E-5,false,1.0069959503268998E-2,0,0,0,0,0,0]
[2020,67,{"$f":"IF(LOADPROFILE=0.1,Results_10PoE!C374,IF(LOADPROFILE=0.5,Results_50PoE!C374,\"Invalid Load Profile %\"))","v":0},82.994318181818187,55.32954545454546,27.66477272727273,0,0,48.733065691980954,0,0,0,0,0,1.1297045709203705E-2,1.5268646170597828E-3,2.9344569610124451E-5,false,1.0069959503268998E-2,0,0,0,0,0,0]
[2020,68,{"$f":"IF(LOADPROFILE=0.1,Results_10PoE!C375,IF(LOADPROFILE=0.5,Results_50PoE!C375,\"Invalid Load Profile %\"))","v":0},82.994318181818187,55.32954545454546,27.66477272727273,0,0,49.733065691980954,0,0,0,0,0,1.1297045709203705E-2,1.5268646170597828E-3,2.9344569610124451E-5,false,1.0069959503268998E-2,0,0,0,0,0,0]
[2020,69,{"$f":"IF(LOADPROFILE=0.1,Results_10PoE!C376,IF(LOADPROFILE=0.5,Results_50PoE!C376,\"Invalid Load Profile %\"))","v":0},82.994318181818187,55.32954545454546,27.66477272727273,0,0,50.733065691980954,0,0,0,0,0,1.1297045709203705E-2,1.5268646170597828E-3,2.9344569610124451E-5,false,1.0069959503268998E-2,0,0,0,0,0,0]
[2020,70,{"$f":"IF(LOADPROFILE=0.1,Results_10PoE!C377,IF(LOADPROFILE=0.5,Results_50PoE!C377,\"Invalid Load Profile %\"))","v":0},82.994318181818187,55.32954545454546,27.66477272727273,0,0,51.733065691980954,0,0,0,0,0,1.1297045709203705E-2,1.5268646170597828E-3,2.9344569610124451E-5,false,1.0069959503268998E-2,0,0,0,0,0,0]
[2020,71,{"$f":"IF(LOADPROFILE=0.1,Results_10PoE!C378,IF(LOADPROFILE=0.5,Results_50PoE!C378,\"Invalid Load Profile %\"))","v":0},82.994318181818187,55.32954545454546,27.66477272727273,0,0,52.733065691980954,0,0,0,0,0,1.1297045709203705E-2,1.5268646170597828E-3,2.9344569610124451E-5,false,1.0069959503268998E-2,0,0,0,0,0,0]
[2020,72,{"$f":"IF(LOADPROFILE=0.1,Results_10PoE!C379,IF(LOADPROFILE=0.5,Results_50PoE!C379,\"Invalid Load Profile %\"))","v":0},82.994318181818187,55.32954545454546,27.66477272727273,0,0,53.733065691980954,0,0,0,0,0,1.1297045709203705E-2,1.5268646170597828E-3,2.9344569610124451E-5,false,1.0069959503268998E-2,0,0,0,0,0,0]
[2020,73,{"$f":"IF(LOADPROFILE=0.1,Results_10PoE!C380,IF(LOADPROFILE=0.5,Results_50PoE!C380,\"Invalid Load Profile %\"))","v":0},82.994318181818187,55.32954545454546,27.66477272727273,0,0,54.733065691980954,0,0,0,0,0,1.1297045709203705E-2,1.5268646170597828E-3,2.9344569610124451E-5,false,1.0069959503268998E-2,0,0,0,0,0,0]
[2020,74,{"$f":"IF(LOADPROFILE=0.1,Results_10PoE!C381,IF(LOADPROFILE=0.5,Results_50PoE!C381,\"Invalid Load Profile %\"))","v":0},82.994318181818187,55.32954545454546,27.66477272727273,0,0,55.733065691980954,0,0,0,0,0,1.1297045709203705E-2,1.5268646170597828E-3,2.9344569610124451E-5,false,1.0069959503268998E-2,0,0,0,0,0,0]
[2020,75,{"$f":"IF(LOADPROFILE=0.1,Results_10PoE!C382,IF(LOADPROFILE=0.5,Results_50PoE!C382,\"Invalid Load Profile %\"))","v":0},82.994318181818187,55.32954545454546,27.66477272727273,0,0,56.733065691980954,0,0,0,0,0,1.1297045709203705E-2,1.5268646170597828E-3,2.9344569610124451E-5,false,1.0069959503268998E-2,0,0,0,0,0,0]
[2020,76,{"$f":"IF(LOADPROFILE=0.1,Results_10PoE!C383,IF(LOADPROFILE=0.5,Results_50PoE!C383,\"Invalid Load Profile %\"))","v":0},82.994318181818187,55.32954545454546,27.66477272727273,0,0,57.733065691980954,0,0,0,0,0,1.1297045709203705E-2,1.5268646170597828E-3,2.9344569610124451E-5,false,1.0069959503268998E-2,0,0,0,0,0,0]
[2020,77,{"$f":"IF(LOADPROFILE=0.1,Results_10PoE!C384,IF(LOADPROFILE=0.5,Results_50PoE!C384,\"Invalid Load Profile %\"))","v":0},82.994318181818187,55.32954545454546,27.66477272727273,0,0,58.733065691980954,0,0,0,0,0,1.1297045709203705E-2,1.5268646170597828E-3,2.9344569610124451E-5,false,1.0069959503268998E-2,0,0,0,0,0,0]
[2020,78,{"$f":"IF(LOADPROFILE=0.1,Results_10PoE!C385,IF(LOADPROFILE=0.5,Results_50PoE!C385,\"Invalid Load Profile %\"))","v":0},82.994318181818187,55.32954545454546,27.66477272727273,0,0,59.733065691980954,0,0,0,0,0,1.1297045709203705E-2,1.5268646170597828E-3,2.9344569610124451E-5,false,1.0069959503268998E-2,0,0,0,0,0,0]
[2020,79,{"$f":"IF(LOADPROFILE=0.1,Results_10PoE!C386,IF(LOADPROFILE=0.5,Results_50PoE!C386,\"Invalid Load Profile %\"))","v":0},82.994318181818187,55.32954545454546,27.66477272727273,0,0,60.733065691980954,0,0,0,0,0,1.1297045709203705E-2,1.5268646170597828E-3,2.9344569610124451E-5,false,1.0069959503268998E-2,0,0,0,0,0,0]
[2020,80,{"$f":"IF(LOADPROFILE=0.1,Results_10PoE!C387,IF(LOADPROFILE=0.5,Results_50PoE!C387,\"Invalid Load Profile %\"))","v":0},82.994318181818187,55.32954545454546,27.66477272727273,0,0,61.733065691980954,0,0,0,0,0,1.1297045709203705E-2,1.5268646170597828E-3,2.9344569610124451E-5,false,1.0069959503268998E-2,0,0,0,0,0,0]
[2020,81,{"$f":"IF(LOADPROFILE=0.1,Results_10PoE!C388,IF(LOADPROFILE=0.5,Results_50PoE!C388,\"Invalid Load Profile %\"))","v":0},82.994318181818187,55.32954545454546,27.66477272727273,0,0,62.733065691980954,0,0,0,0,0,1.1297045709203705E-2,1.5268646170597828E-3,2.9344569610124451E-5,false,1.0069959503268998E-2,0,0,0,0,0,0]
[2020,82,{"$f":"IF(LOADPROFILE=0.1,Results_10PoE!C389,IF(LOADPROFILE=0.5,Results_50PoE!C389,\"Invalid Load Profile %\"))","v":0},82.994318181818187,55.32954545454546,27.66477272727273,0,0,63.733065691980954,0,0,0,0,0,1.1297045709203705E-2,1.5268646170597828E-3,2.9344569610124451E-5,false,1.0069959503268998E-2,0,0,0,0,0,0]
[2020,83,{"$f":"IF(LOADPROFILE=0.1,Results_10PoE!C390,IF(LOADPROFILE=0.5,Results_50PoE!C390,\"Invalid Load Profile %\"))","v":0},82.994318181818187,55.32954545454546,27.66477272727273,0,0,64.733065691980954,0,0,0,0,0,1.1297045709203705E-2,1.5268646170597828E-3,2.9344569610124451E-5,false,1.0069959503268998E-2,0,0,0,0,0,0]
[2020,84,{"$f":"IF(LOADPROFILE=0.1,Results_10PoE!C391,IF(LOADPROFILE=0.5,Results_50PoE!C391,\"Invalid Load Profile %\"))","v":0},82.994318181818187,55.32954545454546,27.66477272727273,0,0,65.733065691980954,0,0,0,0,0,1.1297045709203705E-2,1.5268646170597828E-3,2.9344569610124451E-5,false,1.0069959503268998E-2,0,0,0,0,0,0]
[2020,85,{"$f":"IF(LOADPROFILE=0.1,Results_10PoE!C392,IF(LOADPROFILE=0.5,Results_50PoE!C392,\"Invalid Load Profile %\"))","v":0},82.994318181818187,55.32954545454546,27.66477272727273,0,0,66.733065691980954,0,0,0,0,0,1.1297045709203705E-2,1.5268646170597828E-3,2.9344569610124451E-5,false,1.0069959503268998E-2,0,0,0,0,0,0]
[2020,86,{"$f":"IF(LOADPROFILE=0.1,Results_10PoE!C393,IF(LOADPROFILE=0.5,Results_50PoE!C393,\"Invalid Load Profile %\"))","v":0},{"$f":"VLOOKUP($A422,$Q$4:$AB$26,6,FALSE)","v":82.994318181818187},{"$f":"VLOOKUP($A422,$Q$4:$AB$26,7,FALSE)","v":55.32954545454546},{"$f":"VLOOKUP($A422,$Q$4:$AB$26,9,FALSE)","v":27.66477272727273},{"$f":"VLOOKUP($A422,$Q$4:$AB$26,10,FALSE)","v":0},{"$f":"VLOOKUP($A422,$Q$4:$AB$26,11,FALSE)","v":0},{"$f":"IF(B422-VLOOKUP(A422,$Q$4:$AB$26,12,FALSE)<0,0,B422-VLOOKUP(A422,$Q$4:$AB$26,12,FALSE))","v":67.733065691980954},{"$f":"IF(B422=150,0,IF(IF($I422>D422,($I422-D422)*($C422-$C423),0)<0,0,IF($I422>D422,($I422-D422)*($C422-$C423),0)))*$Y$30","v":0},{"$f":"IF(C422=150,0,IF(IF($I422>E422,($I422-E422)*($C422-$C423),0)<0,0,IF($I422>E422,($I422-E422)*($C422-$C423),0)))*$Y$30","v":0},{"$f":"IF(D422=150,0,IF(IF($I422>F422,($I422-F422)*($C422-$C423),0)<0,0,IF($I422>F422,($I422-F422)*($C422-$C423),0)))*$Y$30","v":0},{"$f":"IF(E422=150,0,IF(IF($I422>G422,($I422-G422)*($C422-$C423),0)<0,0,IF($I422>G422,($I422-G422)*($C422-$C423),0)))*$Y$30","v":0},{"$f":"IF(F422=150,0,IF(IF($I422>H422,($I422-H422)*($C422-$C423),0)<0,0,IF($I422>H422,($I422-H422)*($C422-$C423),0)))*$Y$30","v":0},{"$f":"VLOOKUP($A422, $Q$4:$BB$26,33,FALSE)","v":1.1297045709203705E-2},{"$f":"VLOOKUP($A422, $Q$4:$BB$26,34,FALSE)","v":1.5268646170597828E-3},{"$f":"VLOOKUP($A422, $Q$4:$BB$26,35,FALSE)","v":2.9344569610124451E-5},{"$f":"VLOOKUP($A422, $Q$4:$BB$26,36,FALSE)","v":false},{"$f":"VLOOKUP($A422, $Q$4:$BB$26,37,FALSE)","v":1.0069959503268998E-2},{"$f":"J422*1000*($S$34/365)","v":0},{"$f":"O422*K422*1000*($T$34/365)","v":0},{"$f":"P422*L422*1000*($U$34/365)","v":0},{"$f":"Q422*M422*1000*($V$34/365)","v":0},{"$f":"R422*N422*1000*($W$34/365)","v":0},{"$f":"S422*K422*1000*($X$34/365)","v":0}]
[2020,87,{"$f":"IF(LOADPROFILE=0.1,Results_10PoE!C394,IF(LOADPROFILE=0.5,Results_50PoE!C394,\"Invalid Load Profile %\"))","v":0},82.994318181818187,55.32954545454546,27.66477272727273,0,0,68.733065691980954,0,0,0,0,0,1.1297045709203705E-2,1.5268646170597828E-3,2.9344569610124451E-5,false,1.0069959503268998E-2,0,0,0,0,0,0]
[2020,88,{"$f":"IF(LOADPROFILE=0.1,Results_10PoE!C395,IF(LOADPROFILE=0.5,Results_50PoE!C395,\"Invalid Load Profile %\"))","v":0},82.994318181818187,55.32954545454546,27.66477272727273,0,0,69.733065691980954,0,0,0,0,0,1.1297045709203705E-2,1.5268646170597828E-3,2.9344569610124451E-5,false,1.0069959503268998E-2,0,0,0,0,0,0]
[2020,89,{"$f":"IF(LOADPROFILE=0.1,Results_10PoE!C396,IF(LOADPROFILE=0.5,Results_50PoE!C396,\"Invalid Load Profile %\"))","v":0},82.994318181818187,55.32954545454546,27.66477272727273,0,0,70.733065691980954,0,0,0,0,0,1.1297045709203705E-2,1.5268646170597828E-3,2.9344569610124451E-5,false,1.0069959503268998E-2,0,0,0,0,0,0]
[2020,90,{"$f":"IF(LOADPROFILE=0.1,Results_10PoE!C397,IF(LOADPROFILE=0.5,Results_50PoE!C397,\"Invalid Load Profile %\"))","v":0},82.994318181818187,55.32954545454546,27.66477272727273,0,0,71.733065691980954,0,0,0,0,0,1.1297045709203705E-2,1.5268646170597828E-3,2.9344569610124451E-5,false,1.0069959503268998E-2,0,0,0,0,0,0]
[2020,91,{"$f":"IF(LOADPROFILE=0.1,Results_10PoE!C398,IF(LOADPROFILE=0.5,Results_50PoE!C398,\"Invalid Load Profile %\"))","v":0},82.994318181818187,55.32954545454546,27.66477272727273,0,0,72.733065691980954,0,0,0,0,0,1.1297045709203705E-2,1.5268646170597828E-3,2.9344569610124451E-5,false,1.0069959503268998E-2,0,0,0,0,0,0]
[2020,92,{"$f":"IF(LOADPROFILE=0.1,Results_10PoE!C399,IF(LOADPROFILE=0.5,Results_50PoE!C399,\"Invalid Load Profile %\"))","v":0},82.994318181818187,55.32954545454546,27.66477272727273,0,0,73.733065691980954,0,0,0,0,0,1.1297045709203705E-2,1.5268646170597828E-3,2.9344569610124451E-5,false,1.0069959503268998E-2,0,0,0,0,0,0]
[2020,93,{"$f":"IF(LOADPROFILE=0.1,Results_10PoE!C400,IF(LOADPROFILE=0.5,Results_50PoE!C400,\"Invalid Load Profile %\"))","v":0},82.994318181818187,55.32954545454546,27.66477272727273,0,0,74.733065691980954,0,0,0,0,0,1.1297045709203705E-2,1.5268646170597828E-3,2.9344569610124451E-5,false,1.0069959503268998E-2,0,0,0,0,0,0]
[2020,94,{"$f":"IF(LOADPROFILE=0.1,Results_10PoE!C401,IF(LOADPROFILE=0.5,Results_50PoE!C401,\"Invalid Load Profile %\"))","v":0},82.994318181818187,55.32954545454546,27.66477272727273,0,0,75.733065691980954,0,0,0,0,0,1.1297045709203705E-2,1.5268646170597828E-3,2.9344569610124451E-5,false,1.0069959503268998E-2,0,0,0,0,0,0]
[2020,95,{"$f":"IF(LOADPROFILE=0.1,Results_10PoE!C402,IF(LOADPROFILE=0.5,Results_50PoE!C402,\"Invalid Load Profile %\"))","v":0},82.994318181818187,55.32954545454546,27.66477272727273,0,0,76.733065691980954,0,0,0,0,0,1.1297045709203705E-2,1.5268646170597828E-3,2.9344569610124451E-5,false,1.0069959503268998E-2,0,0,0,0,0,0]
[2020,96,{"$f":"IF(LOADPROFILE=0.1,Results_10PoE!C403,IF(LOADPROFILE=0.5,Results_50PoE!C403,\"Invalid Load Profile %\"))","v":0},82.994318181818187,55.32954545454546,27.66477272727273,0,0,77.733065691980954,0,0,0,0,0,1.1297045709203705E-2,1.5268646170597828E-3,2.9344569610124451E-5,false,1.0069959503268998E-2,0,0,0,0,0,0]
[2020,97,{"$f":"IF(LOADPROFILE=0.1,Results_10PoE!C404,IF(LOADPROFILE=0.5,Results_50PoE!C404,\"Invalid Load Profile %\"))","v":0},82.994318181818187,55.32954545454546,27.66477272727273,0,0,78.733065691980954,0,0,0,0,0,1.1297045709203705E-2,1.5268646170597828E-3,2.9344569610124451E-5,false,1.0069959503268998E-2,0,0,0,0,0,0]
[2020,98,{"$f":"IF(LOADPROFILE=0.1,Results_10PoE!C405,IF(LOADPROFILE=0.5,Results_50PoE!C405,\"Invalid Load Profile %\"))","v":0},82.994318181818187,55.32954545454546,27.66477272727273,0,0,79.733065691980954,0,0,0,0,0,1.1297045709203705E-2,1.5268646170597828E-3,2.9344569610124451E-5,false,1.0069959503268998E-2,0,0,0,0,0,0]
[2020,99,{"$f":"IF(LOADPROFILE=0.1,Results_10PoE!C406,IF(LOADPROFILE=0.5,Results_50PoE!C406,\"Invalid Load Profile %\"))","v":0},82.994318181818187,55.32954545454546,27.66477272727273,0,0,80.733065691980954,0,0,0,0,0,1.1297045709203705E-2,1.5268646170597828E-3,2.9344569610124451E-5,false,1.0069959503268998E-2,0,0,0,0,0,0]
[2020,100,{"$f":"IF(LOADPROFILE=0.1,Results_10PoE!C407,IF(LOADPROFILE=0.5,Results_50PoE!C407,\"Invalid Load Profile %\"))","v":0},82.994318181818187,55.32954545454546,27.66477272727273,0,0,81.733065691980954,0,0,0,0,0,1.1297045709203705E-2,1.5268646170597828E-3,2.9344569610124451E-5,false,1.0069959503268998E-2,0,0,0,0,0,0]
[2020,101,{"$f":"IF(LOADPROFILE=0.1,Results_10PoE!C408,IF(LOADPROFILE=0.5,Results_50PoE!C408,\"Invalid Load Profile %\"))","v":0},82.994318181818187,55.32954545454546,27.66477272727273,0,0,82.733065691980954,0,0,0,0,0,1.1297045709203705E-2,1.5268646170597828E-3,2.9344569610124451E-5,false,1.0069959503268998E-2,0,0,0,0,0,0]
[2020,102,{"$f":"IF(LOADPROFILE=0.1,Results_10PoE!C409,IF(LOADPROFILE=0.5,Results_50PoE!C409,\"Invalid Load Profile %\"))","v":0},82.994318181818187,55.32954545454546,27.66477272727273,0,0,83.733065691980954,0,0,0,0,0,1.1297045709203705E-2,1.5268646170597828E-3,2.9344569610124451E-5,false,1.0069959503268998E-2,0,0,0,0,0,0]
[2020,103,{"$f":"IF(LOADPROFILE=0.1,Results_10PoE!C410,IF(LOADPROFILE=0.5,Results_50PoE!C410,\"Invalid Load Profile %\"))","v":0},82.994318181818187,55.32954545454546,27.66477272727273,0,0,84.733065691980954,0,0,0,0,0,1.1297045709203705E-2,1.5268646170597828E-3,2.9344569610124451E-5,false,1.0069959503268998E-2,0,0,0,0,0,0]
[2020,104,{"$f":"IF(LOADPROFILE=0.1,Results_10PoE!C411,IF(LOADPROFILE=0.5,Results_50PoE!C411,\"Invalid Load Profile %\"))","v":0},82.994318181818187,55.32954545454546,27.66477272727273,0,0,85.733065691980954,0,0,0,0,0,1.1297045709203705E-2,1.5268646170597828E-3,2.9344569610124451E-5,false,1.0069959503268998E-2,0,0,0,0,0,0]
[2020,105,{"$f":"IF(LOADPROFILE=0.1,Results_10PoE!C412,IF(LOADPROFILE=0.5,Results_50PoE!C412,\"Invalid Load Profile %\"))","v":0},82.994318181818187,55.32954545454546,27.66477272727273,0,0,86.733065691980954,0,0,0,0,0,1.1297045709203705E-2,1.5268646170597828E-3,2.9344569610124451E-5,false,1.0069959503268998E-2,0,0,0,0,0,0]
[2020,106,{"$f":"IF(LOADPROFILE=0.1,Results_10PoE!C413,IF(LOADPROFILE=0.5,Results_50PoE!C413,\"Invalid Load Profile %\"))","v":0},82.994318181818187,55.32954545454546,27.66477272727273,0,0,87.733065691980954,0,0,0,0,0,1.1297045709203705E-2,1.5268646170597828E-3,2.9344569610124451E-5,false,1.0069959503268998E-2,0,0,0,0,0,0]
[2020,107,{"$f":"IF(LOADPROFILE=0.1,Results_10PoE!C414,IF(LOADPROFILE=0.5,Results_50PoE!C414,\"Invalid Load Profile %\"))","v":0},82.994318181818187,55.32954545454546,27.66477272727273,0,0,88.733065691980954,0,0,0,0,0,1.1297045709203705E-2,1.5268646170597828E-3,2.9344569610124451E-5,false,1.0069959503268998E-2,0,0,0,0,0,0]
[2020,108,{"$f":"IF(LOADPROFILE=0.1,Results_10PoE!C415,IF(LOADPROFILE=0.5,Results_50PoE!C415,\"Invalid Load Profile %\"))","v":0},82.994318181818187,55.32954545454546,27.66477272727273,0,0,89.733065691980954,0,0,0,0,0,1.1297045709203705E-2,1.5268646170597828E-3,2.9344569610124451E-5,false,1.0069959503268998E-2,0,0,0,0,0,0]
[2020,109,{"$f":"IF(LOADPROFILE=0.1,Results_10PoE!C416,IF(LOADPROFILE=0.5,Results_50PoE!C416,\"Invalid Load Profile %\"))","v":0},82.994318181818187,55.32954545454546,27.66477272727273,0,0,90.733065691980954,0,0,0,0,0,1.1297045709203705E-2,1.5268646170597828E-3,2.9344569610124451E-5,false,1.0069959503268998E-2,0,0,0,0,0,0]
[2020,110,{"$f":"IF(LOADPROFILE=0.1,Results_10PoE!C417,IF(LOADPROFILE=0.5,Results_50PoE!C417,\"Invalid Load Profile %\"))","v":0},82.994318181818187,55.32954545454546,27.66477272727273,0,0,91.733065691980954,0,0,0,0,0,1.1297045709203705E-2,1.5268646170597828E-3,2.9344569610124451E-5,false,1.0069959503268998E-2,0,0,0,0,0,0]
[2020,111,{"$f":"IF(LOADPROFILE=0.1,Results_10PoE!C418,IF(LOADPROFILE=0.5,Results_50PoE!C418,\"Invalid Load Profile %\"))","v":0},82.994318181818187,55.32954545454546,27.66477272727273,0,0,92.733065691980954,0,0,0,0,0,1.1297045709203705E-2,1.5268646170597828E-3,2.9344569610124451E-5,false,1.0069959503268998E-2,0,0,0,0,0,0]
[2020,112,{"$f":"IF(LOADPROFILE=0.1,Results_10PoE!C419,IF(LOADPROFILE=0.5,Results_50PoE!C419,\"Invalid Load Profile %\"))","v":0},82.994318181818187,55.32954545454546,27.66477272727273,0,0,93.733065691980954,0,0,0,0,0,1.1297045709203705E-2,1.5268646170597828E-3,2.9344569610124451E-5,false,1.0069959503268998E-2,0,0,0,0,0,0]
[2020,113,{"$f":"IF(LOADPROFILE=0.1,Results_10PoE!C420,IF(LOADPROFILE=0.5,Results_50PoE!C420,\"Invalid Load Profile %\"))","v":0},82.994318181818187,55.32954545454546,27.66477272727273,0,0,94.733065691980954,0,0,0,0,0,1.1297045709203705E-2,1.5268646170597828E-3,2.9344569610124451E-5,false,1.0069959503268998E-2,0,0,0,0,0,0]
[2020,114,{"$f":"IF(LOADPROFILE=0.1,Results_10PoE!C421,IF(LOADPROFILE=0.5,Results_50PoE!C421,\"Invalid Load Profile %\"))","v":0},82.994318181818187,55.32954545454546,27.66477272727273,0,0,95.733065691980954,0,0,0,0,0,1.1297045709203705E-2,1.5268646170597828E-3,2.9344569610124451E-5,false,1.0069959503268998E-2,0,0,0,0,0,0]
[2020,115,{"$f":"IF(LOADPROFILE=0.1,Results_10PoE!C422,IF(LOADPROFILE=0.5,Results_50PoE!C422,\"Invalid Load Profile %\"))","v":0},82.994318181818187,55.32954545454546,27.66477272727273,0,0,96.733065691980954,0,0,0,0,0,1.1297045709203705E-2,1.5268646170597828E-3,2.9344569610124451E-5,false,1.0069959503268998E-2,0,0,0,0,0,0]
[2020,116,{"$f":"IF(LOADPROFILE=0.1,Results_10PoE!C423,IF(LOADPROFILE=0.5,Results_50PoE!C423,\"Invalid Load Profile %\"))","v":0},82.994318181818187,55.32954545454546,27.66477272727273,0,0,97.733065691980954,0,0,0,0,0,1.1297045709203705E-2,1.5268646170597828E-3,2.9344569610124451E-5,false,1.0069959503268998E-2,0,0,0,0,0,0]
[2020,117,{"$f":"IF(LOADPROFILE=0.1,Results_10PoE!C424,IF(LOADPROFILE=0.5,Results_50PoE!C424,\"Invalid Load Profile %\"))","v":0},82.994318181818187,55.32954545454546,27.66477272727273,0,0,98.733065691980954,0,0,0,0,0,1.1297045709203705E-2,1.5268646170597828E-3,2.9344569610124451E-5,false,1.0069959503268998E-2,0,0,0,0,0,0]
[2020,118,{"$f":"IF(LOADPROFILE=0.1,Results_10PoE!C425,IF(LOADPROFILE=0.5,Results_50PoE!C425,\"Invalid Load Profile %\"))","v":0},82.994318181818187,55.32954545454546,27.66477272727273,0,0,99.733065691980954,0,0,0,0,0,1.1297045709203705E-2,1.5268646170597828E-3,2.9344569610124451E-5,false,1.0069959503268998E-2,0,0,0,0,0,0]
[2020,119,{"$f":"IF(LOADPROFILE=0.1,Results_10PoE!C426,IF(LOADPROFILE=0.5,Results_50PoE!C426,\"Invalid Load Profile %\"))","v":0},82.994318181818187,55.32954545454546,27.66477272727273,0,0,100.73306569198095,0,0,0,0,0,1.1297045709203705E-2,1.5268646170597828E-3,2.9344569610124451E-5,false,1.0069959503268998E-2,0,0,0,0,0,0]
[2020,120,{"$f":"IF(LOADPROFILE=0.1,Results_10PoE!C427,IF(LOADPROFILE=0.5,Results_50PoE!C427,\"Invalid Load Profile %\"))","v":0},82.994318181818187,55.32954545454546,27.66477272727273,0,0,101.73306569198095,0,0,0,0,0,1.1297045709203705E-2,1.5268646170597828E-3,2.9344569610124451E-5,false,1.0069959503268998E-2,0,0,0,0,0,0]
[2020,121,{"$f":"IF(LOADPROFILE=0.1,Results_10PoE!C428,IF(LOADPROFILE=0.5,Results_50PoE!C428,\"Invalid Load Profile %\"))","v":0},82.994318181818187,55.32954545454546,27.66477272727273,0,0,102.73306569198095,0,0,0,0,0,1.1297045709203705E-2,1.5268646170597828E-3,2.9344569610124451E-5,false,1.0069959503268998E-2,0,0,0,0,0,0]
[2020,122,{"$f":"IF(LOADPROFILE=0.1,Results_10PoE!C429,IF(LOADPROFILE=0.5,Results_50PoE!C429,\"Invalid Load Profile %\"))","v":0},82.994318181818187,55.32954545454546,27.66477272727273,0,0,103.73306569198095,0,0,0,0,0,1.1297045709203705E-2,1.5268646170597828E-3,2.9344569610124451E-5,false,1.0069959503268998E-2,0,0,0,0,0,0]
[2020,123,{"$f":"IF(LOADPROFILE=0.1,Results_10PoE!C430,IF(LOADPROFILE=0.5,Results_50PoE!C430,\"Invalid Load Profile %\"))","v":0},82.994318181818187,55.32954545454546,27.66477272727273,0,0,104.73306569198095,0,0,0,0,0,1.1297045709203705E-2,1.5268646170597828E-3,2.9344569610124451E-5,false,1.0069959503268998E-2,0,0,0,0,0,0]
[2020,124,{"$f":"IF(LOADPROFILE=0.1,Results_10PoE!C431,IF(LOADPROFILE=0.5,Results_50PoE!C431,\"Invalid Load Profile %\"))","v":0},82.994318181818187,55.32954545454546,27.66477272727273,0,0,105.73306569198095,0,0,0,0,0,1.1297045709203705E-2,1.5268646170597828E-3,2.9344569610124451E-5,false,1.0069959503268998E-2,0,0,0,0,0,0]
[2020,125,{"$f":"IF(LOADPROFILE=0.1,Results_10PoE!C432,IF(LOADPROFILE=0.5,Results_50PoE!C432,\"Invalid Load Profile %\"))","v":0},82.994318181818187,55.32954545454546,27.66477272727273,0,0,106.73306569198095,0,0,0,0,0,1.1297045709203705E-2,1.5268646170597828E-3,2.9344569610124451E-5,false,1.0069959503268998E-2,0,0,0,0,0,0]
[2020,126,{"$f":"IF(LOADPROFILE=0.1,Results_10PoE!C433,IF(LOADPROFILE=0.5,Results_50PoE!C433,\"Invalid Load Profile %\"))","v":0},82.994318181818187,55.32954545454546,27.66477272727273,0,0,107.73306569198095,0,0,0,0,0,1.1297045709203705E-2,1.5268646170597828E-3,2.9344569610124451E-5,false,1.0069959503268998E-2,0,0,0,0,0,0]
[2020,127,{"$f":"IF(LOADPROFILE=0.1,Results_10PoE!C434,IF(LOADPROFILE=0.5,Results_50PoE!C434,\"Invalid Load Profile %\"))","v":0},82.994318181818187,55.32954545454546,27.66477272727273,0,0,108.73306569198095,0,0,0,0,0,1.1297045709203705E-2,1.5268646170597828E-3,2.9344569610124451E-5,false,1.0069959503268998E-2,0,0,0,0,0,0]
[2020,128,{"$f":"IF(LOADPROFILE=0.1,Results_10PoE!C435,IF(LOADPROFILE=0.5,Results_50PoE!C435,\"Invalid Load Profile %\"))","v":0},82.994318181818187,55.32954545454546,27.66477272727273,0,0,109.73306569198095,0,0,0,0,0,1.1297045709203705E-2,1.5268646170597828E-3,2.9344569610124451E-5,false,1.0069959503268998E-2,0,0,0,0,0,0]
[2020,129,{"$f":"IF(LOADPROFILE=0.1,Results_10PoE!C436,IF(LOADPROFILE=0.5,Results_50PoE!C436,\"Invalid Load Profile %\"))","v":0},82.994318181818187,55.32954545454546,27.66477272727273,0,0,110.73306569198095,0,0,0,0,0,1.1297045709203705E-2,1.5268646170597828E-3,2.9344569610124451E-5,false,1.0069959503268998E-2,0,0,0,0,0,0]
[2020,130,{"$f":"IF(LOADPROFILE=0.1,Results_10PoE!C437,IF(LOADPROFILE=0.5,Results_50PoE!C437,\"Invalid Load Profile %\"))","v":0},82.994318181818187,55.32954545454546,27.66477272727273,0,0,111.73306569198095,0,0,0,0,0,1.1297045709203705E-2,1.5268646170597828E-3,2.9344569610124451E-5,false,1.0069959503268998E-2,0,0,0,0,0,0]
[2020,131,{"$f":"IF(LOADPROFILE=0.1,Results_10PoE!C438,IF(LOADPROFILE=0.5,Results_50PoE!C438,\"Invalid Load Profile %\"))","v":0},82.994318181818187,55.32954545454546,27.66477272727273,0,0,112.73306569198095,0,0,0,0,0,1.1297045709203705E-2,1.5268646170597828E-3,2.9344569610124451E-5,false,1.0069959503268998E-2,0,0,0,0,0,0]
[2020,132,{"$f":"IF(LOADPROFILE=0.1,Results_10PoE!C439,IF(LOADPROFILE=0.5,Results_50PoE!C439,\"Invalid Load Profile %\"))","v":0},82.994318181818187,55.32954545454546,27.66477272727273,0,0,113.73306569198095,0,0,0,0,0,1.1297045709203705E-2,1.5268646170597828E-3,2.9344569610124451E-5,false,1.0069959503268998E-2,0,0,0,0,0,0]
[2020,133,{"$f":"IF(LOADPROFILE=0.1,Results_10PoE!C440,IF(LOADPROFILE=0.5,Results_50PoE!C440,\"Invalid Load Profile %\"))","v":0},82.994318181818187,55.32954545454546,27.66477272727273,0,0,114.73306569198095,0,0,0,0,0,1.1297045709203705E-2,1.5268646170597828E-3,2.9344569610124451E-5,false,1.0069959503268998E-2,0,0,0,0,0,0]
[2020,134,{"$f":"IF(LOADPROFILE=0.1,Results_10PoE!C441,IF(LOADPROFILE=0.5,Results_50PoE!C441,\"Invalid Load Profile %\"))","v":0},82.994318181818187,55.32954545454546,27.66477272727273,0,0,115.73306569198095,0,0,0,0,0,1.1297045709203705E-2,1.5268646170597828E-3,2.9344569610124451E-5,false,1.0069959503268998E-2,0,0,0,0,0,0]
[2020,135,{"$f":"IF(LOADPROFILE=0.1,Results_10PoE!C442,IF(LOADPROFILE=0.5,Results_50PoE!C442,\"Invalid Load Profile %\"))","v":0},82.994318181818187,55.32954545454546,27.66477272727273,0,0,116.73306569198095,0,0,0,0,0,1.1297045709203705E-2,1.5268646170597828E-3,2.9344569610124451E-5,false,1.0069959503268998E-2,0,0,0,0,0,0]
[2020,136,{"$f":"IF(LOADPROFILE=0.1,Results_10PoE!C443,IF(LOADPROFILE=0.5,Results_50PoE!C443,\"Invalid Load Profile %\"))","v":0},82.994318181818187,55.32954545454546,27.66477272727273,0,0,117.73306569198095,0,0,0,0,0,1.1297045709203705E-2,1.5268646170597828E-3,2.9344569610124451E-5,false,1.0069959503268998E-2,0,0,0,0,0,0]
[2020,137,{"$f":"IF(LOADPROFILE=0.1,Results_10PoE!C444,IF(LOADPROFILE=0.5,Results_50PoE!C444,\"Invalid Load Profile %\"))","v":0},82.994318181818187,55.32954545454546,27.66477272727273,0,0,118.73306569198095,0,0,0,0,0,1.1297045709203705E-2,1.5268646170597828E-3,2.9344569610124451E-5,false,1.0069959503268998E-2,0,0,0,0,0,0]
[2020,138,{"$f":"IF(LOADPROFILE=0.1,Results_10PoE!C445,IF(LOADPROFILE=0.5,Results_50PoE!C445,\"Invalid Load Profile %\"))","v":0},82.994318181818187,55.32954545454546,27.66477272727273,0,0,119.73306569198095,0,0,0,0,0,1.1297045709203705E-2,1.5268646170597828E-3,2.9344569610124451E-5,false,1.0069959503268998E-2,0,0,0,0,0,0]
[2020,139,{"$f":"IF(LOADPROFILE=0.1,Results_10PoE!C446,IF(LOADPROFILE=0.5,Results_50PoE!C446,\"Invalid Load Profile %\"))","v":0},82.994318181818187,55.32954545454546,27.66477272727273,0,0,120.73306569198095,0,0,0,0,0,1.1297045709203705E-2,1.5268646170597828E-3,2.9344569610124451E-5,false,1.0069959503268998E-2,0,0,0,0,0,0]
[2020,140,{"$f":"IF(LOADPROFILE=0.1,Results_10PoE!C447,IF(LOADPROFILE=0.5,Results_50PoE!C447,\"Invalid Load Profile %\"))","v":0},82.994318181818187,55.32954545454546,27.66477272727273,0,0,121.73306569198095,0,0,0,0,0,1.1297045709203705E-2,1.5268646170597828E-3,2.9344569610124451E-5,false,1.0069959503268998E-2,0,0,0,0,0,0]
[2020,141,{"$f":"IF(LOADPROFILE=0.1,Results_10PoE!C448,IF(LOADPROFILE=0.5,Results_50PoE!C448,\"Invalid Load Profile %\"))","v":0},82.994318181818187,55.32954545454546,27.66477272727273,0,0,122.73306569198095,0,0,0,0,0,1.1297045709203705E-2,1.5268646170597828E-3,2.9344569610124451E-5,false,1.0069959503268998E-2,0,0,0,0,0,0]
[2020,142,{"$f":"IF(LOADPROFILE=0.1,Results_10PoE!C449,IF(LOADPROFILE=0.5,Results_50PoE!C449,\"Invalid Load Profile %\"))","v":0},82.994318181818187,55.32954545454546,27.66477272727273,0,0,123.73306569198095,0,0,0,0,0,1.1297045709203705E-2,1.5268646170597828E-3,2.9344569610124451E-5,false,1.0069959503268998E-2,0,0,0,0,0,0]
[2020,143,{"$f":"IF(LOADPROFILE=0.1,Results_10PoE!C450,IF(LOADPROFILE=0.5,Results_50PoE!C450,\"Invalid Load Profile %\"))","v":0},82.994318181818187,55.32954545454546,27.66477272727273,0,0,124.73306569198095,0,0,0,0,0,1.1297045709203705E-2,1.5268646170597828E-3,2.9344569610124451E-5,false,1.0069959503268998E-2,0,0,0,0,0,0]
[2020,144,{"$f":"IF(LOADPROFILE=0.1,Results_10PoE!C451,IF(LOADPROFILE=0.5,Results_50PoE!C451,\"Invalid Load Profile %\"))","v":0},82.994318181818187,55.32954545454546,27.66477272727273,0,0,125.73306569198095,0,0,0,0,0,1.1297045709203705E-2,1.5268646170597828E-3,2.9344569610124451E-5,false,1.0069959503268998E-2,0,0,0,0,0,0]
[2020,145,{"$f":"IF(LOADPROFILE=0.1,Results_10PoE!C452,IF(LOADPROFILE=0.5,Results_50PoE!C452,\"Invalid Load Profile %\"))","v":0},82.994318181818187,55.32954545454546,27.66477272727273,0,0,126.73306569198095,0,0,0,0,0,1.1297045709203705E-2,1.5268646170597828E-3,2.9344569610124451E-5,false,1.0069959503268998E-2,0,0,0,0,0,0]
[2020,146,{"$f":"IF(LOADPROFILE=0.1,Results_10PoE!C453,IF(LOADPROFILE=0.5,Results_50PoE!C453,\"Invalid Load Profile %\"))","v":0},82.994318181818187,55.32954545454546,27.66477272727273,0,0,127.73306569198095,0,0,0,0,0,1.1297045709203705E-2,1.5268646170597828E-3,2.9344569610124451E-5,false,1.0069959503268998E-2,0,0,0,0,0,0]
[2020,147,{"$f":"IF(LOADPROFILE=0.1,Results_10PoE!C454,IF(LOADPROFILE=0.5,Results_50PoE!C454,\"Invalid Load Profile %\"))","v":0},82.994318181818187,55.32954545454546,27.66477272727273,0,0,128.73306569198095,0,0,0,0,0,1.1297045709203705E-2,1.5268646170597828E-3,2.9344569610124451E-5,false,1.0069959503268998E-2,0,0,0,0,0,0]
[2020,148,{"$f":"IF(LOADPROFILE=0.1,Results_10PoE!C455,IF(LOADPROFILE=0.5,Results_50PoE!C455,\"Invalid Load Profile %\"))","v":0},82.994318181818187,55.32954545454546,27.66477272727273,0,0,129.73306569198095,0,0,0,0,0,1.1297045709203705E-2,1.5268646170597828E-3,2.9344569610124451E-5,false,1.0069959503268998E-2,0,0,0,0,0,0]
[2020,149,{"$f":"IF(LOADPROFILE=0.1,Results_10PoE!C456,IF(LOADPROFILE=0.5,Results_50PoE!C456,\"Invalid Load Profile %\"))","v":0},82.994318181818187,55.32954545454546,27.66477272727273,0,0,130.73306569198095,0,0,0,0,0,1.1297045709203705E-2,1.5268646170597828E-3,2.9344569610124451E-5,false,1.0069959503268998E-2,0,0,0,0,0,0]
[2020,150,{"$f":"IF(LOADPROFILE=0.1,Results_10PoE!C457,IF(LOADPROFILE=0.5,Results_50PoE!C457,\"Invalid Load Profile %\"))","v":0},{"$f":"VLOOKUP($A486,$Q$4:$AB$26,6,FALSE)","v":82.994318181818187},{"$f":"VLOOKUP($A486,$Q$4:$AB$26,7,FALSE)","v":55.32954545454546},{"$f":"VLOOKUP($A486,$Q$4:$AB$26,9,FALSE)","v":27.66477272727273},{"$f":"VLOOKUP($A486,$Q$4:$AB$26,10,FALSE)","v":0},{"$f":"VLOOKUP($A486,$Q$4:$AB$26,11,FALSE)","v":0},{"$f":"IF(B486-VLOOKUP(A486,$Q$4:$AB$26,12,FALSE)<0,0,B486-VLOOKUP(A486,$Q$4:$AB$26,12,FALSE))","v":131.73306569198095},{"$f":"IF(B486=150,0,IF(IF($I486>D486,($I486-D486)*($C486-$C487),0)<0,0,IF($I486>D486,($I486-D486)*($C486-$C487),0)))*$Y$30","v":0},{"$f":"IF(C486=150,0,IF(IF($I486>E486,($I486-E486)*($C486-$C487),0)<0,0,IF($I486>E486,($I486-E486)*($C486-$C487),0)))*$Y$30","v":0},{"$f":"IF(D486=150,0,IF(IF($I486>F486,($I486-F486)*($C486-$C487),0)<0,0,IF($I486>F486,($I486-F486)*($C486-$C487),0)))*$Y$30","v":0},{"$f":"IF(E486=150,0,IF(IF($I486>G486,($I486-G486)*($C486-$C487),0)<0,0,IF($I486>G486,($I486-G486)*($C486-$C487),0)))*$Y$30","v":0},{"$f":"IF(F486=150,0,IF(IF($I486>H486,($I486-H486)*($C486-$C487),0)<0,0,IF($I486>H486,($I486-H486)*($C486-$C487),0)))*$Y$30","v":0},{"$f":"VLOOKUP($A486, $Q$4:$BB$26,33,FALSE)","v":1.1297045709203705E-2},{"$f":"VLOOKUP($A486, $Q$4:$BB$26,34,FALSE)","v":1.5268646170597828E-3},{"$f":"VLOOKUP($A486, $Q$4:$BB$26,35,FALSE)","v":2.9344569610124451E-5},{"$f":"VLOOKUP($A486, $Q$4:$BB$26,36,FALSE)","v":false},{"$f":"VLOOKUP($A486, $Q$4:$BB$26,37,FALSE)","v":1.0069959503268998E-2},{"$f":"J486*1000*($S$34/365)","v":0},{"$f":"O486*K486*1000*($T$34/365)","v":0},{"$f":"P486*L486*1000*($U$34/365)","v":0},{"$f":"Q486*M486*1000*($V$34/365)","v":0},{"$f":"R486*N486*1000*($W$34/365)","v":0},{"$f":"S486*K486*1000*($X$34/365)","v":0}]
[2021,1,{"$f":"IF(LOADPROFILE=0.1,Results_10PoE!C458,IF(LOADPROFILE=0.5,Results_50PoE!C458,\"Invalid Load Profile %\"))","v":8359},82.994318181818187,55.32954545454546,27.66477272727273,0,0,0,0,0,0,0,0,1.2142714536860449E-2,1.6437389075039596E-3,3.1933603528608736E-5,false,1.0520488043431395E-2,0,0,0,0,0,0]
[2021,2,{"$f":"IF(LOADPROFILE=0.1,Results_10PoE!C459,IF(LOADPROFILE=0.5,Results_50PoE!C459,\"Invalid Load Profile %\"))","v":8176},82.994318181818187,55.32954545454546,27.66477272727273,0,0,0,0,0,0,0,0,1.2142714536860449E-2,1.6437389075039596E-3,3.1933603528608736E-5,false,1.0520488043431395E-2,0,0,0,0,0,0]
[2021,3,{"$f":"IF(LOADPROFILE=0.1,Results_10PoE!C460,IF(LOADPROFILE=0.5,Results_50PoE!C460,\"Invalid Load Profile %\"))","v":7935},82.994318181818187,55.32954545454546,27.66477272727273,0,0,0,0,0,0,0,0,1.2142714536860449E-2,1.6437389075039596E-3,3.1933603528608736E-5,false,1.0520488043431395E-2,0,0,0,0,0,0]
[2021,4,{"$f":"IF(LOADPROFILE=0.1,Results_10PoE!C461,IF(LOADPROFILE=0.5,Results_50PoE!C461,\"Invalid Load Profile %\"))","v":7634},82.994318181818187,55.32954545454546,27.66477272727273,0,0,0,0,0,0,0,0,1.2142714536860449E-2,1.6437389075039596E-3,3.1933603528608736E-5,false,1.0520488043431395E-2,0,0,0,0,0,0]
[2021,5,{"$f":"IF(LOADPROFILE=0.1,Results_10PoE!C462,IF(LOADPROFILE=0.5,Results_50PoE!C462,\"Invalid Load Profile %\"))","v":7214},82.994318181818187,55.32954545454546,27.66477272727273,0,0,0,0,0,0,0,0,1.2142714536860449E-2,1.6437389075039596E-3,3.1933603528608736E-5,false,1.0520488043431395E-2,0,0,0,0,0,0]
[2021,6,{"$f":"IF(LOADPROFILE=0.1,Results_10PoE!C463,IF(LOADPROFILE=0.5,Results_50PoE!C463,\"Invalid Load Profile %\"))","v":6851},82.994318181818187,55.32954545454546,27.66477272727273,0,0,0,0,0,0,0,0,1.2142714536860449E-2,1.6437389075039596E-3,3.1933603528608736E-5,false,1.0520488043431395E-2,0,0,0,0,0,0]
[2021,7,{"$f":"IF(LOADPROFILE=0.1,Results_10PoE!C464,IF(LOADPROFILE=0.5,Results_50PoE!C464,\"Invalid Load Profile %\"))","v":6491},82.994318181818187,55.32954545454546,27.66477272727273,0,0,0,0,0,0,0,0,1.2142714536860449E-2,1.6437389075039596E-3,3.1933603528608736E-5,false,1.0520488043431395E-2,0,0,0,0,0,0]
[2021,8,{"$f":"IF(LOADPROFILE=0.1,Results_10PoE!C465,IF(LOADPROFILE=0.5,Results_50PoE!C465,\"Invalid Load Profile %\"))","v":6114},82.994318181818187,55.32954545454546,27.66477272727273,0,0,0,0,0,0,0,0,1.2142714536860449E-2,1.6437389075039596E-3,3.1933603528608736E-5,false,1.0520488043431395E-2,0,0,0,0,0,0]
[2021,9,{"$f":"IF(LOADPROFILE=0.1,Results_10PoE!C466,IF(LOADPROFILE=0.5,Results_50PoE!C466,\"Invalid Load Profile %\"))","v":5712},82.994318181818187,55.32954545454546,27.66477272727273,0,0,0,0,0,0,0,0,1.2142714536860449E-2,1.6437389075039596E-3,3.1933603528608736E-5,false,1.0520488043431395E-2,0,0,0,0,0,0]
[2021,10,{"$f":"IF(LOADPROFILE=0.1,Results_10PoE!C467,IF(LOADPROFILE=0.5,Results_50PoE!C467,\"Invalid Load Profile %\"))","v":5277},82.994318181818187,55.32954545454546,27.66477272727273,0,0,0,0,0,0,0,0,1.2142714536860449E-2,1.6437389075039596E-3,3.1933603528608736E-5,false,1.0520488043431395E-2,0,0,0,0,0,0]
[2021,11,{"$f":"IF(LOADPROFILE=0.1,Results_10PoE!C468,IF(LOADPROFILE=0.5,Results_50PoE!C468,\"Invalid Load Profile %\"))","v":4933},82.994318181818187,55.32954545454546,27.66477272727273,0,0,0,0,0,0,0,0,1.2142714536860449E-2,1.6437389075039596E-3,3.1933603528608736E-5,false,1.0520488043431395E-2,0,0,0,0,0,0]
[2021,12,{"$f":"IF(LOADPROFILE=0.1,Results_10PoE!C469,IF(LOADPROFILE=0.5,Results_50PoE!C469,\"Invalid Load Profile %\"))","v":4640},82.994318181818187,55.32954545454546,27.66477272727273,0,0,0,0,0,0,0,0,1.2142714536860449E-2,1.6437389075039596E-3,3.1933603528608736E-5,false,1.0520488043431395E-2,0,0,0,0,0,0]
[2021,13,{"$f":"IF(LOADPROFILE=0.1,Results_10PoE!C470,IF(LOADPROFILE=0.5,Results_50PoE!C470,\"Invalid Load Profile %\"))","v":4398},82.994318181818187,55.32954545454546,27.66477272727273,0,0,0,0,0,0,0,0,1.2142714536860449E-2,1.6437389075039596E-3,3.1933603528608736E-5,false,1.0520488043431395E-2,0,0,0,0,0,0]
[2021,14,{"$f":"IF(LOADPROFILE=0.1,Results_10PoE!C471,IF(LOADPROFILE=0.5,Results_50PoE!C471,\"Invalid Load Profile %\"))","v":4220},82.994318181818187,55.32954545454546,27.66477272727273,0,0,0,0,0,0,0,0,1.2142714536860449E-2,1.6437389075039596E-3,3.1933603528608736E-5,false,1.0520488043431395E-2,0,0,0,0,0,0]
[2021,15,{"$f":"IF(LOADPROFILE=0.1,Results_10PoE!C472,IF(LOADPROFILE=0.5,Results_50PoE!C472,\"Invalid Load Profile %\"))","v":4053},82.994318181818187,55.32954545454546,27.66477272727273,0,0,0,0,0,0,0,0,1.2142714536860449E-2,1.6437389075039596E-3,3.1933603528608736E-5,false,1.0520488043431395E-2,0,0,0,0,0,0]
[2021,16,{"$f":"IF(LOADPROFILE=0.1,Results_10PoE!C473,IF(LOADPROFILE=0.5,Results_50PoE!C473,\"Invalid Load Profile %\"))","v":3896},82.994318181818187,55.32954545454546,27.66477272727273,0,0,0,0,0,0,0,0,1.2142714536860449E-2,1.6437389075039596E-3,3.1933603528608736E-5,false,1.0520488043431395E-2,0,0,0,0,0,0]
[2021,17,{"$f":"IF(LOADPROFILE=0.1,Results_10PoE!C474,IF(LOADPROFILE=0.5,Results_50PoE!C474,\"Invalid Load Profile %\"))","v":3756},82.994318181818187,55.32954545454546,27.66477272727273,0,0,0,0,0,0,0,0,1.2142714536860449E-2,1.6437389075039596E-3,3.1933603528608736E-5,false,1.0520488043431395E-2,0,0,0,0,0,0]
[2021,18,{"$f":"IF(LOADPROFILE=0.1,Results_10PoE!C475,IF(LOADPROFILE=0.5,Results_50PoE!C475,\"Invalid Load Profile %\"))","v":3619},82.994318181818187,55.32954545454546,27.66477272727273,0,0,0,0,0,0,0,0,1.2142714536860449E-2,1.6437389075039596E-3,3.1933603528608736E-5,false,1.0520488043431395E-2,0,0,0,0,0,0]
[2021,19,{"$f":"IF(LOADPROFILE=0.1,Results_10PoE!C476,IF(LOADPROFILE=0.5,Results_50PoE!C476,\"Invalid Load Profile %\"))","v":3472},82.994318181818187,55.32954545454546,27.66477272727273,0,0,0.9343970389058498,0,0,0,143.64451574307432,143.64451574307432,1.2142714536860449E-2,1.6437389075039596E-3,3.1933603528608736E-5,false,1.0520488043431395E-2,0,0,0,1.4477600660404595,0,0]
[2021,20,{"$f":"IF(LOADPROFILE=0.1,Results_10PoE!C477,IF(LOADPROFILE=0.5,Results_50PoE!C477,\"Invalid Load Profile %\"))","v":3317},82.994318181818187,55.32954545454546,27.66477272727273,0,0,1.9343970389058498,0,0,0,260.92183549726798,260.92183549726798,1.2142714536860449E-2,1.6437389075039596E-3,3.1933603528608736E-5,false,1.0520488043431395E-2,0,0,0,2.629771222638102,0,0]
[2021,21,{"$f":"IF(LOADPROFILE=0.1,Results_10PoE!C478,IF(LOADPROFILE=0.5,Results_50PoE!C478,\"Invalid Load Profile %\"))","v":3181},82.994318181818187,55.32954545454546,27.66477272727273,0,0,2.9343970389058498,0,0,0,375.43476363089428,375.43476363089428,1.2142714536860449E-2,1.6437389075039596E-3,3.1933603528608736E-5,false,1.0520488043431395E-2,0,0,0,3.7839207113227649,0,0]
[2021,22,{"$f":"IF(LOADPROFILE=0.1,Results_10PoE!C479,IF(LOADPROFILE=0.5,Results_50PoE!C479,\"Invalid Load Profile %\"))","v":3052},82.994318181818187,55.32954545454546,27.66477272727273,0,0,3.9343970389058498,0,0,0,577.51836305354766,577.51836305354766,1.2142714536860449E-2,1.6437389075039596E-3,3.1933603528608736E-5,false,1.0520488043431395E-2,0,0,0,5.8206748730279632,0,0]
[2021,23,{"$f":"IF(LOADPROFILE=0.1,Results_10PoE!C480,IF(LOADPROFILE=0.5,Results_50PoE!C480,\"Invalid Load Profile %\"))","v":2904},82.994318181818187,55.32954545454546,27.66477272727273,0,0,4.9343970389058498,0,0,0,743.88119017742133,743.88119017742133,1.2142714536860449E-2,1.6437389075039596E-3,3.1933603528608736E-5,false,1.0520488043431395E-2,0,0,0,7.4974075790251247,0,0]
[2021,24,{"$f":"IF(LOADPROFILE=0.1,Results_10PoE!C481,IF(LOADPROFILE=0.5,Results_50PoE!C481,\"Invalid Load Profile %\"))","v":2752},82.994318181818187,55.32954545454546,27.66477272727273,0,0,5.9343970389058498,0,0,0,929.9499686665913,929.9499686665913,1.2142714536860449E-2,1.6437389075039596E-3,3.1933603528608736E-5,false,1.0520488043431395E-2,0,0,0,9.3727520405942144,0,0]
[2021,25,{"$f":"IF(LOADPROFILE=0.1,Results_10PoE!C482,IF(LOADPROFILE=0.5,Results_50PoE!C482,\"Invalid Load Profile %\"))","v":2594},82.994318181818187,55.32954545454546,27.66477272727273,0,0,6.9343970389058498,0,0,0,873.45055080694613,873.45055080694613,1.2142714536860449E-2,1.6437389075039596E-3,3.1933603528608736E-5,false,1.0520488043431395E-2,0,0,0,8.8033073910119608,0,0]
[2021,26,{"$f":"IF(LOADPROFILE=0.1,Results_10PoE!C483,IF(LOADPROFILE=0.5,Results_50PoE!C483,\"Invalid Load Profile %\"))","v":2467},82.994318181818187,55.32954545454546,27.66477272727273,0,0,7.9343970389058498,0,0,0,1306.3150031745288,1306.3150031745288,1.2142714536860449E-2,1.6437389075039596E-3,3.1933603528608736E-5,false,1.0520488043431395E-2,0,0,0,13.166048738319358,0,0]
[2021,27,{"$f":"IF(LOADPROFILE=0.1,Results_10PoE!C484,IF(LOADPROFILE=0.5,Results_50PoE!C484,\"Invalid Load Profile %\"))","v":2301},82.994318181818187,55.32954545454546,27.66477272727273,0,0,8.9343970389058498,0,0,0,1426.6486253179364,1426.6486253179364,1.2142714536860449E-2,1.6437389075039596E-3,3.1933603528608736E-5,false,1.0520488043431395E-2,0,0,0,14.37886366438887,0,0]
[2021,28,{"$f":"IF(LOADPROFILE=0.1,Results_10PoE!C485,IF(LOADPROFILE=0.5,Results_50PoE!C485,\"Invalid Load Profile %\"))","v":2140},82.994318181818187,55.32954545454546,27.66477272727273,0,0,9.9343970389058498,0,0,0,2000.1540635775843,2000.1540635775843,1.2142714536860449E-2,1.6437389075039596E-3,3.1933603528608736E-5,false,1.0520488043431395E-2,0,0,0,20.159093190550802,0,0]
[2021,29,{"$f":"IF(LOADPROFILE=0.1,Results_10PoE!C486,IF(LOADPROFILE=0.5,Results_50PoE!C486,\"Invalid Load Profile %\"))","v":1937},82.994318181818187,55.32954545454546,27.66477272727273,0,0,10.93439703890585,0,0,0,2483.4545694987914,2483.4545694987914,1.2142714536860449E-2,1.6437389075039596E-3,3.1933603528608736E-5,false,1.0520488043431395E-2,0,0,0,25.030167931903119,0,0]
[2021,30,{"$f":"IF(LOADPROFILE=0.1,Results_10PoE!C487,IF(LOADPROFILE=0.5,Results_50PoE!C487,\"Invalid Load Profile %\"))","v":1708},82.994318181818187,55.32954545454546,27.66477272727273,0,0,11.93439703890585,0,0,0,3124.8581433414074,3124.8581433414074,1.2142714536860449E-2,1.6437389075039596E-3,3.1933603528608736E-5,false,1.0520488043431395E-2,0,0,0,31.494727164264511,0,0]
[2021,31,{"$f":"IF(LOADPROFILE=0.1,Results_10PoE!C488,IF(LOADPROFILE=0.5,Results_50PoE!C488,\"Invalid Load Profile %\"))","v":1444},82.994318181818187,55.32954545454546,27.66477272727273,0,0,12.93439703890585,0,0,0,3476.493140714359,3476.493140714359,1.2142714536860449E-2,1.6437389075039596E-3,3.1933603528608736E-5,false,1.0520488043431395E-2,0,0,0,35.038775500431818,0,0]
[2021,32,{"$f":"IF(LOADPROFILE=0.1,Results_10PoE!C489,IF(LOADPROFILE=0.5,Results_50PoE!C489,\"Invalid Load Profile %\"))","v":1173},82.994318181818187,55.32954545454546,27.66477272727273,0,0,13.93439703890585,0,0,0,3247.7451364354824,3247.7451364354824,1.2142714536860449E-2,1.6437389075039596E-3,3.1933603528608736E-5,false,1.0520488043431395E-2,0,0,0,32.733276929405612,0,0]
[2021,33,{"$f":"IF(LOADPROFILE=0.1,Results_10PoE!C490,IF(LOADPROFILE=0.5,Results_50PoE!C490,\"Invalid Load Profile %\"))","v":938},82.994318181818187,55.32954545454546,27.66477272727273,0,0,14.93439703890585,0,0,0,2606.9113253498886,2606.9113253498886,1.2142714536860449E-2,1.6437389075039596E-3,3.1933603528608736E-5,false,1.0520488043431395E-2,0,0,0,26.274460204946219,0,0]
[2021,34,{"$f":"IF(LOADPROFILE=0.1,Results_10PoE!C491,IF(LOADPROFILE=0.5,Results_50PoE!C491,\"Invalid Load Profile %\"))","v":762},82.994318181818187,55.32954545454546,27.66477272727273,0,0,15.93439703890585,0,0,0,2497.0004416461516,2497.0004416461516,1.2142714536860449E-2,1.6437389075039596E-3,3.1933603528608736E-5,false,1.0520488043431395E-2,0,0,0,25.166693664564672,0,0]
[2021,35,{"$f":"IF(LOADPROFILE=0.1,Results_10PoE!C492,IF(LOADPROFILE=0.5,Results_50PoE!C492,\"Invalid Load Profile %\"))","v":604},82.994318181818187,55.32954545454546,27.66477272727273,0,0,16.93439703890585,0,0,0,2133.0417537715293,2133.0417537715293,1.2142714536860449E-2,1.6437389075039596E-3,3.1933603528608736E-5,false,1.0520488043431395E-2,0,0,0,21.498437683697077,0,0]
[2021,36,{"$f":"IF(LOADPROFILE=0.1,Results_10PoE!C493,IF(LOADPROFILE=0.5,Results_50PoE!C493,\"Invalid Load Profile %\"))","v":477},82.994318181818187,55.32954545454546,27.66477272727273,0,0,17.93439703890585,0,0,0,1565.291944236086,1565.291944236086,1.2142714536860449E-2,1.6437389075039596E-3,3.1933603528608736E-5,false,1.0520488043431395E-2,0,0,0,15.776217816858045,0,0]
[2021,37,{"$f":"IF(LOADPROFILE=0.1,Results_10PoE!C494,IF(LOADPROFILE=0.5,Results_50PoE!C494,\"Invalid Load Profile %\"))","v":389},82.994318181818187,55.32954545454546,27.66477272727273,0,0,18.93439703890585,0,0,0,1746.4667675267203,1746.4667675267203,1.2142714536860449E-2,1.6437389075039596E-3,3.1933603528608736E-5,false,1.0520488043431395E-2,0,0,0,17.60223722856513,0,0]
[2021,38,{"$f":"IF(LOADPROFILE=0.1,Results_10PoE!C495,IF(LOADPROFILE=0.5,Results_50PoE!C495,\"Invalid Load Profile %\"))","v":296},82.994318181818187,55.32954545454546,27.66477272727273,0,0,19.93439703890585,0,0,0,1858.4755651820865,1858.4755651820865,1.2142714536860449E-2,1.6437389075039596E-3,3.1933603528608736E-5,false,1.0520488043431395E-2,0,0,0,18.73114816158461,0,0]
[2021,39,{"$f":"IF(LOADPROFILE=0.1,Results_10PoE!C496,IF(LOADPROFILE=0.5,Results_50PoE!C496,\"Invalid Load Profile %\"))","v":202},82.994318181818187,55.32954545454546,27.66477272727273,0,0,20.93439703890585,0,0,0,1079.6666788801799,1079.6666788801799,1.2142714536860449E-2,1.6437389075039596E-3,3.1933603528608736E-5,false,1.0520488043431395E-2,0,0,0,10.881712359370853,0,0]
[2021,40,{"$f":"IF(LOADPROFILE=0.1,Results_10PoE!C497,IF(LOADPROFILE=0.5,Results_50PoE!C497,\"Invalid Load Profile %\"))","v":150},82.994318181818187,55.32954545454546,27.66477272727273,0,0,21.93439703890585,0,0,0,1348.7867403601329,1348.7867403601329,1.2142714536860449E-2,1.6437389075039596E-3,3.1933603528608736E-5,false,1.0520488043431395E-2,0,0,0,13.594111617814624,0,0]
[2021,41,{"$f":"IF(LOADPROFILE=0.1,Results_10PoE!C498,IF(LOADPROFILE=0.5,Results_50PoE!C498,\"Invalid Load Profile %\"))","v":88},82.994318181818187,55.32954545454546,27.66477272727273,0,0,22.93439703890585,0,0,0,978.09644447765356,978.09644447765356,1.2142714536860449E-2,1.6437389075039596E-3,3.1933603528608736E-5,false,1.0520488043431395E-2,0,0,0,9.8580093066948837,0,0]
[2021,42,{"$f":"IF(LOADPROFILE=0.1,Results_10PoE!C499,IF(LOADPROFILE=0.5,Results_50PoE!C499,\"Invalid Load Profile %\"))","v":45},82.994318181818187,55.32954545454546,27.66477272727273,0,0,23.93439703890585,0,0,0,545.97935987775566,545.97935987775566,1.2142714536860449E-2,1.6437389075039596E-3,3.1933603528608736E-5,false,1.0520488043431395E-2,0,0,0,5.5028005073800248,0,0]
[2021,43,{"$f":"IF(LOADPROFILE=0.1,Results_10PoE!C500,IF(LOADPROFILE=0.5,Results_50PoE!C500,\"Invalid Load Profile %\"))","v":22},82.994318181818187,55.32954545454546,27.66477272727273,0,0,24.93439703890585,0,0,0,197.84029707988634,197.84029707988634,1.2142714536860449E-2,1.6437389075039596E-3,3.1933603528608736E-5,false,1.0520488043431395E-2,0,0,0,1.9939868924626878,0,0]
[2021,44,{"$f":"IF(LOADPROFILE=0.1,Results_10PoE!C501,IF(LOADPROFILE=0.5,Results_50PoE!C501,\"Invalid Load Profile %\"))","v":14},82.994318181818187,55.32954545454546,27.66477272727273,0,0,25.93439703890585,0,0,0,128.60920615904149,128.60920615904149,1.2142714536860449E-2,1.6437389075039596E-3,3.1933603528608736E-5,false,1.0520488043431395E-2,0,0,0,1.296222635713137,0,0]
[2021,45,{"$f":"IF(LOADPROFILE=0.1,Results_10PoE!C502,IF(LOADPROFILE=0.5,Results_50PoE!C502,\"Invalid Load Profile %\"))","v":9},82.994318181818187,55.32954545454546,27.66477272727273,0,0,26.93439703890585,0,0,0,133.56822664315402,133.56822664315402,1.2142714536860449E-2,1.6437389075039596E-3,3.1933603528608736E-5,false,1.0520488043431395E-2,0,0,0,1.3462034636370941,0,0]
[2021,46,{"$f":"IF(LOADPROFILE=0.1,Results_10PoE!C503,IF(LOADPROFILE=0.5,Results_50PoE!C503,\"Invalid Load Profile %\"))","v":4},82.994318181818187,55.32954545454546,27.66477272727273,0,0,27.93439703890585,0,0,1.0696579875227048,110.82179770181325,110.82179770181325,1.2142714536860449E-2,1.6437389075039596E-3,3.1933603528608736E-5,false,1.0520488043431395E-2,0,0,0.69366119742777399,1.1169474332488412,0,0]
[2021,47,{"$f":"IF(LOADPROFILE=0.1,Results_10PoE!C504,IF(LOADPROFILE=0.5,Results_50PoE!C504,\"Invalid Load Profile %\"))","v":0},82.994318181818187,55.32954545454546,27.66477272727273,0,0,28.93439703890585,0,0,0,0,0,1.2142714536860449E-2,1.6437389075039596E-3,3.1933603528608736E-5,false,1.0520488043431395E-2,0,0,0,0,0,0]
[2021,48,{"$f":"IF(LOADPROFILE=0.1,Results_10PoE!C505,IF(LOADPROFILE=0.5,Results_50PoE!C505,\"Invalid Load Profile %\"))","v":0},82.994318181818187,55.32954545454546,27.66477272727273,0,0,29.93439703890585,0,0,0,0,0,1.2142714536860449E-2,1.6437389075039596E-3,3.1933603528608736E-5,false,1.0520488043431395E-2,0,0,0,0,0,0]
[2021,49,{"$f":"IF(LOADPROFILE=0.1,Results_10PoE!C506,IF(LOADPROFILE=0.5,Results_50PoE!C506,\"Invalid Load Profile %\"))","v":0},82.994318181818187,55.32954545454546,27.66477272727273,0,0,30.93439703890585,0,0,0,0,0,1.2142714536860449E-2,1.6437389075039596E-3,3.1933603528608736E-5,false,1.0520488043431395E-2,0,0,0,0,0,0]
[2021,50,{"$f":"IF(LOADPROFILE=0.1,Results_10PoE!C507,IF(LOADPROFILE=0.5,Results_50PoE!C507,\"Invalid Load Profile %\"))","v":0},82.994318181818187,55.32954545454546,27.66477272727273,0,0,31.93439703890585,0,0,0,0,0,1.2142714536860449E-2,1.6437389075039596E-3,3.1933603528608736E-5,false,1.0520488043431395E-2,0,0,0,0,0,0]
[2021,51,{"$f":"IF(LOADPROFILE=0.1,Results_10PoE!C508,IF(LOADPROFILE=0.5,Results_50PoE!C508,\"Invalid Load Profile %\"))","v":0},82.994318181818187,55.32954545454546,27.66477272727273,0,0,32.93439703890585,0,0,0,0,0,1.2142714536860449E-2,1.6437389075039596E-3,3.1933603528608736E-5,false,1.0520488043431395E-2,0,0,0,0,0,0]
[2021,52,{"$f":"IF(LOADPROFILE=0.1,Results_10PoE!C509,IF(LOADPROFILE=0.5,Results_50PoE!C509,\"Invalid Load Profile %\"))","v":0},82.994318181818187,55.32954545454546,27.66477272727273,0,0,33.93439703890585,0,0,0,0,0,1.2142714536860449E-2,1.6437389075039596E-3,3.1933603528608736E-5,false,1.0520488043431395E-2,0,0,0,0,0,0]
[2021,53,{"$f":"IF(LOADPROFILE=0.1,Results_10PoE!C510,IF(LOADPROFILE=0.5,Results_50PoE!C510,\"Invalid Load Profile %\"))","v":0},82.994318181818187,55.32954545454546,27.66477272727273,0,0,34.93439703890585,0,0,0,0,0,1.2142714536860449E-2,1.6437389075039596E-3,3.1933603528608736E-5,false,1.0520488043431395E-2,0,0,0,0,0,0]
[2021,54,{"$f":"IF(LOADPROFILE=0.1,Results_10PoE!C511,IF(LOADPROFILE=0.5,Results_50PoE!C511,\"Invalid Load Profile %\"))","v":0},82.994318181818187,55.32954545454546,27.66477272727273,0,0,35.93439703890585,0,0,0,0,0,1.2142714536860449E-2,1.6437389075039596E-3,3.1933603528608736E-5,false,1.0520488043431395E-2,0,0,0,0,0,0]
[2021,55,{"$f":"IF(LOADPROFILE=0.1,Results_10PoE!C512,IF(LOADPROFILE=0.5,Results_50PoE!C512,\"Invalid Load Profile %\"))","v":0},82.994318181818187,55.32954545454546,27.66477272727273,0,0,36.93439703890585,0,0,0,0,0,1.2142714536860449E-2,1.6437389075039596E-3,3.1933603528608736E-5,false,1.0520488043431395E-2,0,0,0,0,0,0]
[2021,56,{"$f":"IF(LOADPROFILE=0.1,Results_10PoE!C513,IF(LOADPROFILE=0.5,Results_50PoE!C513,\"Invalid Load Profile %\"))","v":0},82.994318181818187,55.32954545454546,27.66477272727273,0,0,37.93439703890585,0,0,0,0,0,1.2142714536860449E-2,1.6437389075039596E-3,3.1933603528608736E-5,false,1.0520488043431395E-2,0,0,0,0,0,0]
[2021,57,{"$f":"IF(LOADPROFILE=0.1,Results_10PoE!C514,IF(LOADPROFILE=0.5,Results_50PoE!C514,\"Invalid Load Profile %\"))","v":0},82.994318181818187,55.32954545454546,27.66477272727273,0,0,38.93439703890585,0,0,0,0,0,1.2142714536860449E-2,1.6437389075039596E-3,3.1933603528608736E-5,false,1.0520488043431395E-2,0,0,0,0,0,0]
[2021,58,{"$f":"IF(LOADPROFILE=0.1,Results_10PoE!C515,IF(LOADPROFILE=0.5,Results_50PoE!C515,\"Invalid Load Profile %\"))","v":0},82.994318181818187,55.32954545454546,27.66477272727273,0,0,39.93439703890585,0,0,0,0,0,1.2142714536860449E-2,1.6437389075039596E-3,3.1933603528608736E-5,false,1.0520488043431395E-2,0,0,0,0,0,0]
[2021,59,{"$f":"IF(LOADPROFILE=0.1,Results_10PoE!C516,IF(LOADPROFILE=0.5,Results_50PoE!C516,\"Invalid Load Profile %\"))","v":0},82.994318181818187,55.32954545454546,27.66477272727273,0,0,40.93439703890585,0,0,0,0,0,1.2142714536860449E-2,1.6437389075039596E-3,3.1933603528608736E-5,false,1.0520488043431395E-2,0,0,0,0,0,0]
[2021,60,{"$f":"IF(LOADPROFILE=0.1,Results_10PoE!C517,IF(LOADPROFILE=0.5,Results_50PoE!C517,\"Invalid Load Profile %\"))","v":0},82.994318181818187,55.32954545454546,27.66477272727273,0,0,41.93439703890585,0,0,0,0,0,1.2142714536860449E-2,1.6437389075039596E-3,3.1933603528608736E-5,false,1.0520488043431395E-2,0,0,0,0,0,0]
[2021,61,{"$f":"IF(LOADPROFILE=0.1,Results_10PoE!C518,IF(LOADPROFILE=0.5,Results_50PoE!C518,\"Invalid Load Profile %\"))","v":0},82.994318181818187,55.32954545454546,27.66477272727273,0,0,42.93439703890585,0,0,0,0,0,1.2142714536860449E-2,1.6437389075039596E-3,3.1933603528608736E-5,false,1.0520488043431395E-2,0,0,0,0,0,0]
[2021,62,{"$f":"IF(LOADPROFILE=0.1,Results_10PoE!C519,IF(LOADPROFILE=0.5,Results_50PoE!C519,\"Invalid Load Profile %\"))","v":0},82.994318181818187,55.32954545454546,27.66477272727273,0,0,43.93439703890585,0,0,0,0,0,1.2142714536860449E-2,1.6437389075039596E-3,3.1933603528608736E-5,false,1.0520488043431395E-2,0,0,0,0,0,0]
[2021,63,{"$f":"IF(LOADPROFILE=0.1,Results_10PoE!C520,IF(LOADPROFILE=0.5,Results_50PoE!C520,\"Invalid Load Profile %\"))","v":0},82.994318181818187,55.32954545454546,27.66477272727273,0,0,44.93439703890585,0,0,0,0,0,1.2142714536860449E-2,1.6437389075039596E-3,3.1933603528608736E-5,false,1.0520488043431395E-2,0,0,0,0,0,0]
[2021,64,{"$f":"IF(LOADPROFILE=0.1,Results_10PoE!C521,IF(LOADPROFILE=0.5,Results_50PoE!C521,\"Invalid Load Profile %\"))","v":0},{"$f":"VLOOKUP($A550,$Q$4:$AB$26,6,FALSE)","v":82.994318181818187},{"$f":"VLOOKUP($A550,$Q$4:$AB$26,7,FALSE)","v":55.32954545454546},{"$f":"VLOOKUP($A550,$Q$4:$AB$26,9,FALSE)","v":27.66477272727273},{"$f":"VLOOKUP($A550,$Q$4:$AB$26,10,FALSE)","v":0},{"$f":"VLOOKUP($A550,$Q$4:$AB$26,11,FALSE)","v":0},{"$f":"IF(B550-VLOOKUP(A550,$Q$4:$AB$26,12,FALSE)<0,0,B550-VLOOKUP(A550,$Q$4:$AB$26,12,FALSE))","v":45.93439703890585},{"$f":"IF(B550=150,0,IF(IF($I550>D550,($I550-D550)*($C550-$C551),0)<0,0,IF($I550>D550,($I550-D550)*($C550-$C551),0)))*$Y$30","v":0},{"$f":"IF(C550=150,0,IF(IF($I550>E550,($I550-E550)*($C550-$C551),0)<0,0,IF($I550>E550,($I550-E550)*($C550-$C551),0)))*$Y$30","v":0},{"$f":"IF(D550=150,0,IF(IF($I550>F550,($I550-F550)*($C550-$C551),0)<0,0,IF($I550>F550,($I550-F550)*($C550-$C551),0)))*$Y$30","v":0},{"$f":"IF(E550=150,0,IF(IF($I550>G550,($I550-G550)*($C550-$C551),0)<0,0,IF($I550>G550,($I550-G550)*($C550-$C551),0)))*$Y$30","v":0},{"$f":"IF(F550=150,0,IF(IF($I550>H550,($I550-H550)*($C550-$C551),0)<0,0,IF($I550>H550,($I550-H550)*($C550-$C551),0)))*$Y$30","v":0},{"$f":"VLOOKUP($A550, $Q$4:$BB$26,33,FALSE)","v":1.2142714536860449E-2},{"$f":"VLOOKUP($A550, $Q$4:$BB$26,34,FALSE)","v":1.6437389075039596E-3},{"$f":"VLOOKUP($A550, $Q$4:$BB$26,35,FALSE)","v":3.1933603528608736E-5},{"$f":"VLOOKUP($A550, $Q$4:$BB$26,36,FALSE)","v":false},{"$f":"VLOOKUP($A550, $Q$4:$BB$26,37,FALSE)","v":1.0520488043431395E-2},{"$f":"J550*1000*($S$34/365)","v":0},{"$f":"O550*K550*1000*($T$34/365)","v":0},{"$f":"P550*L550*1000*($U$34/365)","v":0},{"$f":"Q550*M550*1000*($V$34/365)","v":0},{"$f":"R550*N550*1000*($W$34/365)","v":0},{"$f":"S550*K550*1000*($X$34/365)","v":0}]
[2021,65,{"$f":"IF(LOADPROFILE=0.1,Results_10PoE!C522,IF(LOADPROFILE=0.5,Results_50PoE!C522,\"Invalid Load Profile %\"))","v":0},82.994318181818187,55.32954545454546,27.66477272727273,0,0,46.93439703890585,0,0,0,0,0,1.2142714536860449E-2,1.6437389075039596E-3,3.1933603528608736E-5,false,1.0520488043431395E-2,0,0,0,0,0,0]
[2021,66,{"$f":"IF(LOADPROFILE=0.1,Results_10PoE!C523,IF(LOADPROFILE=0.5,Results_50PoE!C523,\"Invalid Load Profile %\"))","v":0},82.994318181818187,55.32954545454546,27.66477272727273,0,0,47.93439703890585,0,0,0,0,0,1.2142714536860449E-2,1.6437389075039596E-3,3.1933603528608736E-5,false,1.0520488043431395E-2,0,0,0,0,0,0]
[2021,67,{"$f":"IF(LOADPROFILE=0.1,Results_10PoE!C524,IF(LOADPROFILE=0.5,Results_50PoE!C524,\"Invalid Load Profile %\"))","v":0},82.994318181818187,55.32954545454546,27.66477272727273,0,0,48.93439703890585,0,0,0,0,0,1.2142714536860449E-2,1.6437389075039596E-3,3.1933603528608736E-5,false,1.0520488043431395E-2,0,0,0,0,0,0]
[2021,68,{"$f":"IF(LOADPROFILE=0.1,Results_10PoE!C525,IF(LOADPROFILE=0.5,Results_50PoE!C525,\"Invalid Load Profile %\"))","v":0},82.994318181818187,55.32954545454546,27.66477272727273,0,0,49.93439703890585,0,0,0,0,0,1.2142714536860449E-2,1.6437389075039596E-3,3.1933603528608736E-5,false,1.0520488043431395E-2,0,0,0,0,0,0]
[2021,69,{"$f":"IF(LOADPROFILE=0.1,Results_10PoE!C526,IF(LOADPROFILE=0.5,Results_50PoE!C526,\"Invalid Load Profile %\"))","v":0},82.994318181818187,55.32954545454546,27.66477272727273,0,0,50.93439703890585,0,0,0,0,0,1.2142714536860449E-2,1.6437389075039596E-3,3.1933603528608736E-5,false,1.0520488043431395E-2,0,0,0,0,0,0]
[2021,70,{"$f":"IF(LOADPROFILE=0.1,Results_10PoE!C527,IF(LOADPROFILE=0.5,Results_50PoE!C527,\"Invalid Load Profile %\"))","v":0},82.994318181818187,55.32954545454546,27.66477272727273,0,0,51.93439703890585,0,0,0,0,0,1.2142714536860449E-2,1.6437389075039596E-3,3.1933603528608736E-5,false,1.0520488043431395E-2,0,0,0,0,0,0]
[2021,71,{"$f":"IF(LOADPROFILE=0.1,Results_10PoE!C528,IF(LOADPROFILE=0.5,Results_50PoE!C528,\"Invalid Load Profile %\"))","v":0},82.994318181818187,55.32954545454546,27.66477272727273,0,0,52.93439703890585,0,0,0,0,0,1.2142714536860449E-2,1.6437389075039596E-3,3.1933603528608736E-5,false,1.0520488043431395E-2,0,0,0,0,0,0]
[2021,72,{"$f":"IF(LOADPROFILE=0.1,Results_10PoE!C529,IF(LOADPROFILE=0.5,Results_50PoE!C529,\"Invalid Load Profile %\"))","v":0},82.994318181818187,55.32954545454546,27.66477272727273,0,0,53.93439703890585,0,0,0,0,0,1.2142714536860449E-2,1.6437389075039596E-3,3.1933603528608736E-5,false,1.0520488043431395E-2,0,0,0,0,0,0]
[2021,73,{"$f":"IF(LOADPROFILE=0.1,Results_10PoE!C530,IF(LOADPROFILE=0.5,Results_50PoE!C530,\"Invalid Load Profile %\"))","v":0},82.994318181818187,55.32954545454546,27.66477272727273,0,0,54.93439703890585,0,0,0,0,0,1.2142714536860449E-2,1.6437389075039596E-3,3.1933603528608736E-5,false,1.0520488043431395E-2,0,0,0,0,0,0]
[2021,74,{"$f":"IF(LOADPROFILE=0.1,Results_10PoE!C531,IF(LOADPROFILE=0.5,Results_50PoE!C531,\"Invalid Load Profile %\"))","v":0},82.994318181818187,55.32954545454546,27.66477272727273,0,0,55.93439703890585,0,0,0,0,0,1.2142714536860449E-2,1.6437389075039596E-3,3.1933603528608736E-5,false,1.0520488043431395E-2,0,0,0,0,0,0]
[2021,75,{"$f":"IF(LOADPROFILE=0.1,Results_10PoE!C532,IF(LOADPROFILE=0.5,Results_50PoE!C532,\"Invalid Load Profile %\"))","v":0},82.994318181818187,55.32954545454546,27.66477272727273,0,0,56.93439703890585,0,0,0,0,0,1.2142714536860449E-2,1.6437389075039596E-3,3.1933603528608736E-5,false,1.0520488043431395E-2,0,0,0,0,0,0]
[2021,76,{"$f":"IF(LOADPROFILE=0.1,Results_10PoE!C533,IF(LOADPROFILE=0.5,Results_50PoE!C533,\"Invalid Load Profile %\"))","v":0},82.994318181818187,55.32954545454546,27.66477272727273,0,0,57.93439703890585,0,0,0,0,0,1.2142714536860449E-2,1.6437389075039596E-3,3.1933603528608736E-5,false,1.0520488043431395E-2,0,0,0,0,0,0]
[2021,77,{"$f":"IF(LOADPROFILE=0.1,Results_10PoE!C534,IF(LOADPROFILE=0.5,Results_50PoE!C534,\"Invalid Load Profile %\"))","v":0},82.994318181818187,55.32954545454546,27.66477272727273,0,0,58.93439703890585,0,0,0,0,0,1.2142714536860449E-2,1.6437389075039596E-3,3.1933603528608736E-5,false,1.0520488043431395E-2,0,0,0,0,0,0]
[2021,78,{"$f":"IF(LOADPROFILE=0.1,Results_10PoE!C535,IF(LOADPROFILE=0.5,Results_50PoE!C535,\"Invalid Load Profile %\"))","v":0},82.994318181818187,55.32954545454546,27.66477272727273,0,0,59.93439703890585,0,0,0,0,0,1.2142714536860449E-2,1.6437389075039596E-3,3.1933603528608736E-5,false,1.0520488043431395E-2,0,0,0,0,0,0]
[2021,79,{"$f":"IF(LOADPROFILE=0.1,Results_10PoE!C536,IF(LOADPROFILE=0.5,Results_50PoE!C536,\"Invalid Load Profile %\"))","v":0},82.994318181818187,55.32954545454546,27.66477272727273,0,0,60.93439703890585,0,0,0,0,0,1.2142714536860449E-2,1.6437389075039596E-3,3.1933603528608736E-5,false,1.0520488043431395E-2,0,0,0,0,0,0]
[2021,80,{"$f":"IF(LOADPROFILE=0.1,Results_10PoE!C537,IF(LOADPROFILE=0.5,Results_50PoE!C537,\"Invalid Load Profile %\"))","v":0},82.994318181818187,55.32954545454546,27.66477272727273,0,0,61.93439703890585,0,0,0,0,0,1.2142714536860449E-2,1.6437389075039596E-3,3.1933603528608736E-5,false,1.0520488043431395E-2,0,0,0,0,0,0]
[2021,81,{"$f":"IF(LOADPROFILE=0.1,Results_10PoE!C538,IF(LOADPROFILE=0.5,Results_50PoE!C538,\"Invalid Load Profile %\"))","v":0},82.994318181818187,55.32954545454546,27.66477272727273,0,0,62.93439703890585,0,0,0,0,0,1.2142714536860449E-2,1.6437389075039596E-3,3.1933603528608736E-5,false,1.0520488043431395E-2,0,0,0,0,0,0]
[2021,82,{"$f":"IF(LOADPROFILE=0.1,Results_10PoE!C539,IF(LOADPROFILE=0.5,Results_50PoE!C539,\"Invalid Load Profile %\"))","v":0},82.994318181818187,55.32954545454546,27.66477272727273,0,0,63.93439703890585,0,0,0,0,0,1.2142714536860449E-2,1.6437389075039596E-3,3.1933603528608736E-5,false,1.0520488043431395E-2,0,0,0,0,0,0]
[2021,83,{"$f":"IF(LOADPROFILE=0.1,Results_10PoE!C540,IF(LOADPROFILE=0.5,Results_50PoE!C540,\"Invalid Load Profile %\"))","v":0},82.994318181818187,55.32954545454546,27.66477272727273,0,0,64.934397038905843,0,0,0,0,0,1.2142714536860449E-2,1.6437389075039596E-3,3.1933603528608736E-5,false,1.0520488043431395E-2,0,0,0,0,0,0]
[2021,84,{"$f":"IF(LOADPROFILE=0.1,Results_10PoE!C541,IF(LOADPROFILE=0.5,Results_50PoE!C541,\"Invalid Load Profile %\"))","v":0},82.994318181818187,55.32954545454546,27.66477272727273,0,0,65.934397038905843,0,0,0,0,0,1.2142714536860449E-2,1.6437389075039596E-3,3.1933603528608736E-5,false,1.0520488043431395E-2,0,0,0,0,0,0]
[2021,85,{"$f":"IF(LOADPROFILE=0.1,Results_10PoE!C542,IF(LOADPROFILE=0.5,Results_50PoE!C542,\"Invalid Load Profile %\"))","v":0},82.994318181818187,55.32954545454546,27.66477272727273,0,0,66.934397038905843,0,0,0,0,0,1.2142714536860449E-2,1.6437389075039596E-3,3.1933603528608736E-5,false,1.0520488043431395E-2,0,0,0,0,0,0]
[2021,86,{"$f":"IF(LOADPROFILE=0.1,Results_10PoE!C543,IF(LOADPROFILE=0.5,Results_50PoE!C543,\"Invalid Load Profile %\"))","v":0},82.994318181818187,55.32954545454546,27.66477272727273,0,0,67.934397038905843,0,0,0,0,0,1.2142714536860449E-2,1.6437389075039596E-3,3.1933603528608736E-5,false,1.0520488043431395E-2,0,0,0,0,0,0]
[2021,87,{"$f":"IF(LOADPROFILE=0.1,Results_10PoE!C544,IF(LOADPROFILE=0.5,Results_50PoE!C544,\"Invalid Load Profile %\"))","v":0},82.994318181818187,55.32954545454546,27.66477272727273,0,0,68.934397038905843,0,0,0,0,0,1.2142714536860449E-2,1.6437389075039596E-3,3.1933603528608736E-5,false,1.0520488043431395E-2,0,0,0,0,0,0]
[2021,88,{"$f":"IF(LOADPROFILE=0.1,Results_10PoE!C545,IF(LOADPROFILE=0.5,Results_50PoE!C545,\"Invalid Load Profile %\"))","v":0},82.994318181818187,55.32954545454546,27.66477272727273,0,0,69.934397038905843,0,0,0,0,0,1.2142714536860449E-2,1.6437389075039596E-3,3.1933603528608736E-5,false,1.0520488043431395E-2,0,0,0,0,0,0]
[2021,89,{"$f":"IF(LOADPROFILE=0.1,Results_10PoE!C546,IF(LOADPROFILE=0.5,Results_50PoE!C546,\"Invalid Load Profile %\"))","v":0},82.994318181818187,55.32954545454546,27.66477272727273,0,0,70.934397038905843,0,0,0,0,0,1.2142714536860449E-2,1.6437389075039596E-3,3.1933603528608736E-5,false,1.0520488043431395E-2,0,0,0,0,0,0]
[2021,90,{"$f":"IF(LOADPROFILE=0.1,Results_10PoE!C547,IF(LOADPROFILE=0.5,Results_50PoE!C547,\"Invalid Load Profile %\"))","v":0},82.994318181818187,55.32954545454546,27.66477272727273,0,0,71.934397038905843,0,0,0,0,0,1.2142714536860449E-2,1.6437389075039596E-3,3.1933603528608736E-5,false,1.0520488043431395E-2,0,0,0,0,0,0]
[2021,91,{"$f":"IF(LOADPROFILE=0.1,Results_10PoE!C548,IF(LOADPROFILE=0.5,Results_50PoE!C548,\"Invalid Load Profile %\"))","v":0},82.994318181818187,55.32954545454546,27.66477272727273,0,0,72.934397038905843,0,0,0,0,0,1.2142714536860449E-2,1.6437389075039596E-3,3.1933603528608736E-5,false,1.0520488043431395E-2,0,0,0,0,0,0]
[2021,92,{"$f":"IF(LOADPROFILE=0.1,Results_10PoE!C549,IF(LOADPROFILE=0.5,Results_50PoE!C549,\"Invalid Load Profile %\"))","v":0},82.994318181818187,55.32954545454546,27.66477272727273,0,0,73.934397038905843,0,0,0,0,0,1.2142714536860449E-2,1.6437389075039596E-3,3.1933603528608736E-5,false,1.0520488043431395E-2,0,0,0,0,0,0]
[2021,93,{"$f":"IF(LOADPROFILE=0.1,Results_10PoE!C550,IF(LOADPROFILE=0.5,Results_50PoE!C550,\"Invalid Load Profile %\"))","v":0},82.994318181818187,55.32954545454546,27.66477272727273,0,0,74.934397038905843,0,0,0,0,0,1.2142714536860449E-2,1.6437389075039596E-3,3.1933603528608736E-5,false,1.0520488043431395E-2,0,0,0,0,0,0]
[2021,94,{"$f":"IF(LOADPROFILE=0.1,Results_10PoE!C551,IF(LOADPROFILE=0.5,Results_50PoE!C551,\"Invalid Load Profile %\"))","v":0},82.994318181818187,55.32954545454546,27.66477272727273,0,0,75.934397038905843,0,0,0,0,0,1.2142714536860449E-2,1.6437389075039596E-3,3.1933603528608736E-5,false,1.0520488043431395E-2,0,0,0,0,0,0]
[2021,95,{"$f":"IF(LOADPROFILE=0.1,Results_10PoE!C552,IF(LOADPROFILE=0.5,Results_50PoE!C552,\"Invalid Load Profile %\"))","v":0},82.994318181818187,55.32954545454546,27.66477272727273,0,0,76.934397038905843,0,0,0,0,0,1.2142714536860449E-2,1.6437389075039596E-3,3.1933603528608736E-5,false,1.0520488043431395E-2,0,0,0,0,0,0]
[2021,96,{"$f":"IF(LOADPROFILE=0.1,Results_10PoE!C553,IF(LOADPROFILE=0.5,Results_50PoE!C553,\"Invalid Load Profile %\"))","v":0},82.994318181818187,55.32954545454546,27.66477272727273,0,0,77.934397038905843,0,0,0,0,0,1.2142714536860449E-2,1.6437389075039596E-3,3.1933603528608736E-5,false,1.0520488043431395E-2,0,0,0,0,0,0]
[2021,97,{"$f":"IF(LOADPROFILE=0.1,Results_10PoE!C554,IF(LOADPROFILE=0.5,Results_50PoE!C554,\"Invalid Load Profile %\"))","v":0},82.994318181818187,55.32954545454546,27.66477272727273,0,0,78.934397038905843,0,0,0,0,0,1.2142714536860449E-2,1.6437389075039596E-3,3.1933603528608736E-5,false,1.0520488043431395E-2,0,0,0,0,0,0]
[2021,98,{"$f":"IF(LOADPROFILE=0.1,Results_10PoE!C555,IF(LOADPROFILE=0.5,Results_50PoE!C555,\"Invalid Load Profile %\"))","v":0},82.994318181818187,55.32954545454546,27.66477272727273,0,0,79.934397038905843,0,0,0,0,0,1.2142714536860449E-2,1.6437389075039596E-3,3.1933603528608736E-5,false,1.0520488043431395E-2,0,0,0,0,0,0]
[2021,99,{"$f":"IF(LOADPROFILE=0.1,Results_10PoE!C556,IF(LOADPROFILE=0.5,Results_50PoE!C556,\"Invalid Load Profile %\"))","v":0},82.994318181818187,55.32954545454546,27.66477272727273,0,0,80.934397038905843,0,0,0,0,0,1.2142714536860449E-2,1.6437389075039596E-3,3.1933603528608736E-5,false,1.0520488043431395E-2,0,0,0,0,0,0]
[2021,100,{"$f":"IF(LOADPROFILE=0.1,Results_10PoE!C557,IF(LOADPROFILE=0.5,Results_50PoE!C557,\"Invalid Load Profile %\"))","v":0},82.994318181818187,55.32954545454546,27.66477272727273,0,0,81.934397038905843,0,0,0,0,0,1.2142714536860449E-2,1.6437389075039596E-3,3.1933603528608736E-5,false,1.0520488043431395E-2,0,0,0,0,0,0]
[2021,101,{"$f":"IF(LOADPROFILE=0.1,Results_10PoE!C558,IF(LOADPROFILE=0.5,Results_50PoE!C558,\"Invalid Load Profile %\"))","v":0},82.994318181818187,55.32954545454546,27.66477272727273,0,0,82.934397038905843,0,0,0,0,0,1.2142714536860449E-2,1.6437389075039596E-3,3.1933603528608736E-5,false,1.0520488043431395E-2,0,0,0,0,0,0]
[2021,102,{"$f":"IF(LOADPROFILE=0.1,Results_10PoE!C559,IF(LOADPROFILE=0.5,Results_50PoE!C559,\"Invalid Load Profile %\"))","v":0},82.994318181818187,55.32954545454546,27.66477272727273,0,0,83.934397038905843,0,0,0,0,0,1.2142714536860449E-2,1.6437389075039596E-3,3.1933603528608736E-5,false,1.0520488043431395E-2,0,0,0,0,0,0]
[2021,103,{"$f":"IF(LOADPROFILE=0.1,Results_10PoE!C560,IF(LOADPROFILE=0.5,Results_50PoE!C560,\"Invalid Load Profile %\"))","v":0},82.994318181818187,55.32954545454546,27.66477272727273,0,0,84.934397038905843,0,0,0,0,0,1.2142714536860449E-2,1.6437389075039596E-3,3.1933603528608736E-5,false,1.0520488043431395E-2,0,0,0,0,0,0]
[2021,104,{"$f":"IF(LOADPROFILE=0.1,Results_10PoE!C561,IF(LOADPROFILE=0.5,Results_50PoE!C561,\"Invalid Load Profile %\"))","v":0},82.994318181818187,55.32954545454546,27.66477272727273,0,0,85.934397038905843,0,0,0,0,0,1.2142714536860449E-2,1.6437389075039596E-3,3.1933603528608736E-5,false,1.0520488043431395E-2,0,0,0,0,0,0]
[2021,105,{"$f":"IF(LOADPROFILE=0.1,Results_10PoE!C562,IF(LOADPROFILE=0.5,Results_50PoE!C562,\"Invalid Load Profile %\"))","v":0},82.994318181818187,55.32954545454546,27.66477272727273,0,0,86.934397038905843,0,0,0,0,0,1.2142714536860449E-2,1.6437389075039596E-3,3.1933603528608736E-5,false,1.0520488043431395E-2,0,0,0,0,0,0]
[2021,106,{"$f":"IF(LOADPROFILE=0.1,Results_10PoE!C563,IF(LOADPROFILE=0.5,Results_50PoE!C563,\"Invalid Load Profile %\"))","v":0},82.994318181818187,55.32954545454546,27.66477272727273,0,0,87.934397038905843,0,0,0,0,0,1.2142714536860449E-2,1.6437389075039596E-3,3.1933603528608736E-5,false,1.0520488043431395E-2,0,0,0,0,0,0]
[2021,107,{"$f":"IF(LOADPROFILE=0.1,Results_10PoE!C564,IF(LOADPROFILE=0.5,Results_50PoE!C564,\"Invalid Load Profile %\"))","v":0},82.994318181818187,55.32954545454546,27.66477272727273,0,0,88.934397038905843,0,0,0,0,0,1.2142714536860449E-2,1.6437389075039596E-3,3.1933603528608736E-5,false,1.0520488043431395E-2,0,0,0,0,0,0]
[2021,108,{"$f":"IF(LOADPROFILE=0.1,Results_10PoE!C565,IF(LOADPROFILE=0.5,Results_50PoE!C565,\"Invalid Load Profile %\"))","v":0},82.994318181818187,55.32954545454546,27.66477272727273,0,0,89.934397038905843,0,0,0,0,0,1.2142714536860449E-2,1.6437389075039596E-3,3.1933603528608736E-5,false,1.0520488043431395E-2,0,0,0,0,0,0]
[2021,109,{"$f":"IF(LOADPROFILE=0.1,Results_10PoE!C566,IF(LOADPROFILE=0.5,Results_50PoE!C566,\"Invalid Load Profile %\"))","v":0},82.994318181818187,55.32954545454546,27.66477272727273,0,0,90.934397038905843,0,0,0,0,0,1.2142714536860449E-2,1.6437389075039596E-3,3.1933603528608736E-5,false,1.0520488043431395E-2,0,0,0,0,0,0]
[2021,110,{"$f":"IF(LOADPROFILE=0.1,Results_10PoE!C567,IF(LOADPROFILE=0.5,Results_50PoE!C567,\"Invalid Load Profile %\"))","v":0},82.994318181818187,55.32954545454546,27.66477272727273,0,0,91.934397038905843,0,0,0,0,0,1.2142714536860449E-2,1.6437389075039596E-3,3.1933603528608736E-5,false,1.0520488043431395E-2,0,0,0,0,0,0]
[2021,111,{"$f":"IF(LOADPROFILE=0.1,Results_10PoE!C568,IF(LOADPROFILE=0.5,Results_50PoE!C568,\"Invalid Load Profile %\"))","v":0},82.994318181818187,55.32954545454546,27.66477272727273,0,0,92.934397038905843,0,0,0,0,0,1.2142714536860449E-2,1.6437389075039596E-3,3.1933603528608736E-5,false,1.0520488043431395E-2,0,0,0,0,0,0]
[2021,112,{"$f":"IF(LOADPROFILE=0.1,Results_10PoE!C569,IF(LOADPROFILE=0.5,Results_50PoE!C569,\"Invalid Load Profile %\"))","v":0},82.994318181818187,55.32954545454546,27.66477272727273,0,0,93.934397038905843,0,0,0,0,0,1.2142714536860449E-2,1.6437389075039596E-3,3.1933603528608736E-5,false,1.0520488043431395E-2,0,0,0,0,0,0]
[2021,113,{"$f":"IF(LOADPROFILE=0.1,Results_10PoE!C570,IF(LOADPROFILE=0.5,Results_50PoE!C570,\"Invalid Load Profile %\"))","v":0},82.994318181818187,55.32954545454546,27.66477272727273,0,0,94.934397038905843,0,0,0,0,0,1.2142714536860449E-2,1.6437389075039596E-3,3.1933603528608736E-5,false,1.0520488043431395E-2,0,0,0,0,0,0]
[2021,114,{"$f":"IF(LOADPROFILE=0.1,Results_10PoE!C571,IF(LOADPROFILE=0.5,Results_50PoE!C571,\"Invalid Load Profile %\"))","v":0},82.994318181818187,55.32954545454546,27.66477272727273,0,0,95.934397038905843,0,0,0,0,0,1.2142714536860449E-2,1.6437389075039596E-3,3.1933603528608736E-5,false,1.0520488043431395E-2,0,0,0,0,0,0]
[2021,115,{"$f":"IF(LOADPROFILE=0.1,Results_10PoE!C572,IF(LOADPROFILE=0.5,Results_50PoE!C572,\"Invalid Load Profile %\"))","v":0},82.994318181818187,55.32954545454546,27.66477272727273,0,0,96.934397038905843,0,0,0,0,0,1.2142714536860449E-2,1.6437389075039596E-3,3.1933603528608736E-5,false,1.0520488043431395E-2,0,0,0,0,0,0]
[2021,116,{"$f":"IF(LOADPROFILE=0.1,Results_10PoE!C573,IF(LOADPROFILE=0.5,Results_50PoE!C573,\"Invalid Load Profile %\"))","v":0},82.994318181818187,55.32954545454546,27.66477272727273,0,0,97.934397038905843,0,0,0,0,0,1.2142714536860449E-2,1.6437389075039596E-3,3.1933603528608736E-5,false,1.0520488043431395E-2,0,0,0,0,0,0]
[2021,117,{"$f":"IF(LOADPROFILE=0.1,Results_10PoE!C574,IF(LOADPROFILE=0.5,Results_50PoE!C574,\"Invalid Load Profile %\"))","v":0},82.994318181818187,55.32954545454546,27.66477272727273,0,0,98.934397038905843,0,0,0,0,0,1.2142714536860449E-2,1.6437389075039596E-3,3.1933603528608736E-5,false,1.0520488043431395E-2,0,0,0,0,0,0]
[2021,118,{"$f":"IF(LOADPROFILE=0.1,Results_10PoE!C575,IF(LOADPROFILE=0.5,Results_50PoE!C575,\"Invalid Load Profile %\"))","v":0},82.994318181818187,55.32954545454546,27.66477272727273,0,0,99.934397038905843,0,0,0,0,0,1.2142714536860449E-2,1.6437389075039596E-3,3.1933603528608736E-5,false,1.0520488043431395E-2,0,0,0,0,0,0]
[2021,119,{"$f":"IF(LOADPROFILE=0.1,Results_10PoE!C576,IF(LOADPROFILE=0.5,Results_50PoE!C576,\"Invalid Load Profile %\"))","v":0},82.994318181818187,55.32954545454546,27.66477272727273,0,0,100.93439703890584,0,0,0,0,0,1.2142714536860449E-2,1.6437389075039596E-3,3.1933603528608736E-5,false,1.0520488043431395E-2,0,0,0,0,0,0]
[2021,120,{"$f":"IF(LOADPROFILE=0.1,Results_10PoE!C577,IF(LOADPROFILE=0.5,Results_50PoE!C577,\"Invalid Load Profile %\"))","v":0},82.994318181818187,55.32954545454546,27.66477272727273,0,0,101.93439703890584,0,0,0,0,0,1.2142714536860449E-2,1.6437389075039596E-3,3.1933603528608736E-5,false,1.0520488043431395E-2,0,0,0,0,0,0]
[2021,121,{"$f":"IF(LOADPROFILE=0.1,Results_10PoE!C578,IF(LOADPROFILE=0.5,Results_50PoE!C578,\"Invalid Load Profile %\"))","v":0},82.994318181818187,55.32954545454546,27.66477272727273,0,0,102.93439703890584,0,0,0,0,0,1.2142714536860449E-2,1.6437389075039596E-3,3.1933603528608736E-5,false,1.0520488043431395E-2,0,0,0,0,0,0]
[2021,122,{"$f":"IF(LOADPROFILE=0.1,Results_10PoE!C579,IF(LOADPROFILE=0.5,Results_50PoE!C579,\"Invalid Load Profile %\"))","v":0},82.994318181818187,55.32954545454546,27.66477272727273,0,0,103.93439703890584,0,0,0,0,0,1.2142714536860449E-2,1.6437389075039596E-3,3.1933603528608736E-5,false,1.0520488043431395E-2,0,0,0,0,0,0]
[2021,123,{"$f":"IF(LOADPROFILE=0.1,Results_10PoE!C580,IF(LOADPROFILE=0.5,Results_50PoE!C580,\"Invalid Load Profile %\"))","v":0},82.994318181818187,55.32954545454546,27.66477272727273,0,0,104.93439703890584,0,0,0,0,0,1.2142714536860449E-2,1.6437389075039596E-3,3.1933603528608736E-5,false,1.0520488043431395E-2,0,0,0,0,0,0]
[2021,124,{"$f":"IF(LOADPROFILE=0.1,Results_10PoE!C581,IF(LOADPROFILE=0.5,Results_50PoE!C581,\"Invalid Load Profile %\"))","v":0},82.994318181818187,55.32954545454546,27.66477272727273,0,0,105.93439703890584,0,0,0,0,0,1.2142714536860449E-2,1.6437389075039596E-3,3.1933603528608736E-5,false,1.0520488043431395E-2,0,0,0,0,0,0]
[2021,125,{"$f":"IF(LOADPROFILE=0.1,Results_10PoE!C582,IF(LOADPROFILE=0.5,Results_50PoE!C582,\"Invalid Load Profile %\"))","v":0},82.994318181818187,55.32954545454546,27.66477272727273,0,0,106.93439703890584,0,0,0,0,0,1.2142714536860449E-2,1.6437389075039596E-3,3.1933603528608736E-5,false,1.0520488043431395E-2,0,0,0,0,0,0]
[2021,126,{"$f":"IF(LOADPROFILE=0.1,Results_10PoE!C583,IF(LOADPROFILE=0.5,Results_50PoE!C583,\"Invalid Load Profile %\"))","v":0},82.994318181818187,55.32954545454546,27.66477272727273,0,0,107.93439703890584,0,0,0,0,0,1.2142714536860449E-2,1.6437389075039596E-3,3.1933603528608736E-5,false,1.0520488043431395E-2,0,0,0,0,0,0]
[2021,127,{"$f":"IF(LOADPROFILE=0.1,Results_10PoE!C584,IF(LOADPROFILE=0.5,Results_50PoE!C584,\"Invalid Load Profile %\"))","v":0},82.994318181818187,55.32954545454546,27.66477272727273,0,0,108.93439703890584,0,0,0,0,0,1.2142714536860449E-2,1.6437389075039596E-3,3.1933603528608736E-5,false,1.0520488043431395E-2,0,0,0,0,0,0]
[2021,128,{"$f":"IF(LOADPROFILE=0.1,Results_10PoE!C585,IF(LOADPROFILE=0.5,Results_50PoE!C585,\"Invalid Load Profile %\"))","v":0},{"$f":"VLOOKUP($A614,$Q$4:$AB$26,6,FALSE)","v":82.994318181818187},{"$f":"VLOOKUP($A614,$Q$4:$AB$26,7,FALSE)","v":55.32954545454546},{"$f":"VLOOKUP($A614,$Q$4:$AB$26,9,FALSE)","v":27.66477272727273},{"$f":"VLOOKUP($A614,$Q$4:$AB$26,10,FALSE)","v":0},{"$f":"VLOOKUP($A614,$Q$4:$AB$26,11,FALSE)","v":0},{"$f":"IF(B614-VLOOKUP(A614,$Q$4:$AB$26,12,FALSE)<0,0,B614-VLOOKUP(A614,$Q$4:$AB$26,12,FALSE))","v":109.93439703890584},{"$f":"IF(B614=150,0,IF(IF($I614>D614,($I614-D614)*($C614-$C615),0)<0,0,IF($I614>D614,($I614-D614)*($C614-$C615),0)))*$Y$30","v":0},{"$f":"IF(C614=150,0,IF(IF($I614>E614,($I614-E614)*($C614-$C615),0)<0,0,IF($I614>E614,($I614-E614)*($C614-$C615),0)))*$Y$30","v":0},{"$f":"IF(D614=150,0,IF(IF($I614>F614,($I614-F614)*($C614-$C615),0)<0,0,IF($I614>F614,($I614-F614)*($C614-$C615),0)))*$Y$30","v":0},{"$f":"IF(E614=150,0,IF(IF($I614>G614,($I614-G614)*($C614-$C615),0)<0,0,IF($I614>G614,($I614-G614)*($C614-$C615),0)))*$Y$30","v":0},{"$f":"IF(F614=150,0,IF(IF($I614>H614,($I614-H614)*($C614-$C615),0)<0,0,IF($I614>H614,($I614-H614)*($C614-$C615),0)))*$Y$30","v":0},{"$f":"VLOOKUP($A614, $Q$4:$BB$26,33,FALSE)","v":1.2142714536860449E-2},{"$f":"VLOOKUP($A614, $Q$4:$BB$26,34,FALSE)","v":1.6437389075039596E-3},{"$f":"VLOOKUP($A614, $Q$4:$BB$26,35,FALSE)","v":3.1933603528608736E-5},{"$f":"VLOOKUP($A614, $Q$4:$BB$26,36,FALSE)","v":false},{"$f":"VLOOKUP($A614, $Q$4:$BB$26,37,FALSE)","v":1.0520488043431395E-2},{"$f":"J614*1000*($S$34/365)","v":0},{"$f":"O614*K614*1000*($T$34/365)","v":0},{"$f":"P614*L614*1000*($U$34/365)","v":0},{"$f":"Q614*M614*1000*($V$34/365)","v":0},{"$f":"R614*N614*1000*($W$34/365)","v":0},{"$f":"S614*K614*1000*($X$34/365)","v":0}]
[2021,129,{"$f":"IF(LOADPROFILE=0.1,Results_10PoE!C586,IF(LOADPROFILE=0.5,Results_50PoE!C586,\"Invalid Load Profile %\"))","v":0},82.994318181818187,55.32954545454546,27.66477272727273,0,0,110.93439703890584,0,0,0,0,0,1.2142714536860449E-2,1.6437389075039596E-3,3.1933603528608736E-5,false,1.0520488043431395E-2,0,0,0,0,0,0]
[2021,130,{"$f":"IF(LOADPROFILE=0.1,Results_10PoE!C587,IF(LOADPROFILE=0.5,Results_50PoE!C587,\"Invalid Load Profile %\"))","v":0},82.994318181818187,55.32954545454546,27.66477272727273,0,0,111.93439703890584,0,0,0,0,0,1.2142714536860449E-2,1.6437389075039596E-3,3.1933603528608736E-5,false,1.0520488043431395E-2,0,0,0,0,0,0]
[2021,131,{"$f":"IF(LOADPROFILE=0.1,Results_10PoE!C588,IF(LOADPROFILE=0.5,Results_50PoE!C588,\"Invalid Load Profile %\"))","v":0},82.994318181818187,55.32954545454546,27.66477272727273,0,0,112.93439703890584,0,0,0,0,0,1.2142714536860449E-2,1.6437389075039596E-3,3.1933603528608736E-5,false,1.0520488043431395E-2,0,0,0,0,0,0]
[2021,132,{"$f":"IF(LOADPROFILE=0.1,Results_10PoE!C589,IF(LOADPROFILE=0.5,Results_50PoE!C589,\"Invalid Load Profile %\"))","v":0},82.994318181818187,55.32954545454546,27.66477272727273,0,0,113.93439703890584,0,0,0,0,0,1.2142714536860449E-2,1.6437389075039596E-3,3.1933603528608736E-5,false,1.0520488043431395E-2,0,0,0,0,0,0]
[2021,133,{"$f":"IF(LOADPROFILE=0.1,Results_10PoE!C590,IF(LOADPROFILE=0.5,Results_50PoE!C590,\"Invalid Load Profile %\"))","v":0},82.994318181818187,55.32954545454546,27.66477272727273,0,0,114.93439703890584,0,0,0,0,0,1.2142714536860449E-2,1.6437389075039596E-3,3.1933603528608736E-5,false,1.0520488043431395E-2,0,0,0,0,0,0]
[2021,134,{"$f":"IF(LOADPROFILE=0.1,Results_10PoE!C591,IF(LOADPROFILE=0.5,Results_50PoE!C591,\"Invalid Load Profile %\"))","v":0},82.994318181818187,55.32954545454546,27.66477272727273,0,0,115.93439703890584,0,0,0,0,0,1.2142714536860449E-2,1.6437389075039596E-3,3.1933603528608736E-5,false,1.0520488043431395E-2,0,0,0,0,0,0]
[2021,135,{"$f":"IF(LOADPROFILE=0.1,Results_10PoE!C592,IF(LOADPROFILE=0.5,Results_50PoE!C592,\"Invalid Load Profile %\"))","v":0},82.994318181818187,55.32954545454546,27.66477272727273,0,0,116.93439703890584,0,0,0,0,0,1.2142714536860449E-2,1.6437389075039596E-3,3.1933603528608736E-5,false,1.0520488043431395E-2,0,0,0,0,0,0]
[2021,136,{"$f":"IF(LOADPROFILE=0.1,Results_10PoE!C593,IF(LOADPROFILE=0.5,Results_50PoE!C593,\"Invalid Load Profile %\"))","v":0},82.994318181818187,55.32954545454546,27.66477272727273,0,0,117.93439703890584,0,0,0,0,0,1.2142714536860449E-2,1.6437389075039596E-3,3.1933603528608736E-5,false,1.0520488043431395E-2,0,0,0,0,0,0]
[2021,137,{"$f":"IF(LOADPROFILE=0.1,Results_10PoE!C594,IF(LOADPROFILE=0.5,Results_50PoE!C594,\"Invalid Load Profile %\"))","v":0},82.994318181818187,55.32954545454546,27.66477272727273,0,0,118.93439703890584,0,0,0,0,0,1.2142714536860449E-2,1.6437389075039596E-3,3.1933603528608736E-5,false,1.0520488043431395E-2,0,0,0,0,0,0]
[2021,138,{"$f":"IF(LOADPROFILE=0.1,Results_10PoE!C595,IF(LOADPROFILE=0.5,Results_50PoE!C595,\"Invalid Load Profile %\"))","v":0},82.994318181818187,55.32954545454546,27.66477272727273,0,0,119.93439703890584,0,0,0,0,0,1.2142714536860449E-2,1.6437389075039596E-3,3.1933603528608736E-5,false,1.0520488043431395E-2,0,0,0,0,0,0]
[2021,139,{"$f":"IF(LOADPROFILE=0.1,Results_10PoE!C596,IF(LOADPROFILE=0.5,Results_50PoE!C596,\"Invalid Load Profile %\"))","v":0},82.994318181818187,55.32954545454546,27.66477272727273,0,0,120.93439703890584,0,0,0,0,0,1.2142714536860449E-2,1.6437389075039596E-3,3.1933603528608736E-5,false,1.0520488043431395E-2,0,0,0,0,0,0]
[2021,140,{"$f":"IF(LOADPROFILE=0.1,Results_10PoE!C597,IF(LOADPROFILE=0.5,Results_50PoE!C597,\"Invalid Load Profile %\"))","v":0},82.994318181818187,55.32954545454546,27.66477272727273,0,0,121.93439703890584,0,0,0,0,0,1.2142714536860449E-2,1.6437389075039596E-3,3.1933603528608736E-5,false,1.0520488043431395E-2,0,0,0,0,0,0]
[2021,141,{"$f":"IF(LOADPROFILE=0.1,Results_10PoE!C598,IF(LOADPROFILE=0.5,Results_50PoE!C598,\"Invalid Load Profile %\"))","v":0},82.994318181818187,55.32954545454546,27.66477272727273,0,0,122.93439703890584,0,0,0,0,0,1.2142714536860449E-2,1.6437389075039596E-3,3.1933603528608736E-5,false,1.0520488043431395E-2,0,0,0,0,0,0]
[2021,142,{"$f":"IF(LOADPROFILE=0.1,Results_10PoE!C599,IF(LOADPROFILE=0.5,Results_50PoE!C599,\"Invalid Load Profile %\"))","v":0},82.994318181818187,55.32954545454546,27.66477272727273,0,0,123.93439703890584,0,0,0,0,0,1.2142714536860449E-2,1.6437389075039596E-3,3.1933603528608736E-5,false,1.0520488043431395E-2,0,0,0,0,0,0]
[2021,143,{"$f":"IF(LOADPROFILE=0.1,Results_10PoE!C600,IF(LOADPROFILE=0.5,Results_50PoE!C600,\"Invalid Load Profile %\"))","v":0},82.994318181818187,55.32954545454546,27.66477272727273,0,0,124.93439703890584,0,0,0,0,0,1.2142714536860449E-2,1.6437389075039596E-3,3.1933603528608736E-5,false,1.0520488043431395E-2,0,0,0,0,0,0]
[2021,144,{"$f":"IF(LOADPROFILE=0.1,Results_10PoE!C601,IF(LOADPROFILE=0.5,Results_50PoE!C601,\"Invalid Load Profile %\"))","v":0},82.994318181818187,55.32954545454546,27.66477272727273,0,0,125.93439703890584,0,0,0,0,0,1.2142714536860449E-2,1.6437389075039596E-3,3.1933603528608736E-5,false,1.0520488043431395E-2,0,0,0,0,0,0]
[2021,145,{"$f":"IF(LOADPROFILE=0.1,Results_10PoE!C602,IF(LOADPROFILE=0.5,Results_50PoE!C602,\"Invalid Load Profile %\"))","v":0},82.994318181818187,55.32954545454546,27.66477272727273,0,0,126.93439703890584,0,0,0,0,0,1.2142714536860449E-2,1.6437389075039596E-3,3.1933603528608736E-5,false,1.0520488043431395E-2,0,0,0,0,0,0]
[2021,146,{"$f":"IF(LOADPROFILE=0.1,Results_10PoE!C603,IF(LOADPROFILE=0.5,Results_50PoE!C603,\"Invalid Load Profile %\"))","v":0},82.994318181818187,55.32954545454546,27.66477272727273,0,0,127.93439703890584,0,0,0,0,0,1.2142714536860449E-2,1.6437389075039596E-3,3.1933603528608736E-5,false,1.0520488043431395E-2,0,0,0,0,0,0]
[2021,147,{"$f":"IF(LOADPROFILE=0.1,Results_10PoE!C604,IF(LOADPROFILE=0.5,Results_50PoE!C604,\"Invalid Load Profile %\"))","v":0},82.994318181818187,55.32954545454546,27.66477272727273,0,0,128.93439703890584,0,0,0,0,0,1.2142714536860449E-2,1.6437389075039596E-3,3.1933603528608736E-5,false,1.0520488043431395E-2,0,0,0,0,0,0]
[2021,148,{"$f":"IF(LOADPROFILE=0.1,Results_10PoE!C605,IF(LOADPROFILE=0.5,Results_50PoE!C605,\"Invalid Load Profile %\"))","v":0},82.994318181818187,55.32954545454546,27.66477272727273,0,0,129.93439703890584,0,0,0,0,0,1.2142714536860449E-2,1.6437389075039596E-3,3.1933603528608736E-5,false,1.0520488043431395E-2,0,0,0,0,0,0]
[2021,149,{"$f":"IF(LOADPROFILE=0.1,Results_10PoE!C606,IF(LOADPROFILE=0.5,Results_50PoE!C606,\"Invalid Load Profile %\"))","v":0},82.994318181818187,55.32954545454546,27.66477272727273,0,0,130.93439703890584,0,0,0,0,0,1.2142714536860449E-2,1.6437389075039596E-3,3.1933603528608736E-5,false,1.0520488043431395E-2,0,0,0,0,0,0]
[2021,150,{"$f":"IF(LOADPROFILE=0.1,Results_10PoE!C607,IF(LOADPROFILE=0.5,Results_50PoE!C607,\"Invalid Load Profile %\"))","v":0},82.994318181818187,55.32954545454546,27.66477272727273,0,0,131.93439703890584,0,0,0,0,0,1.2142714536860449E-2,1.6437389075039596E-3,3.1933603528608736E-5,false,1.0520488043431395E-2,0,0,0,0,0,0]
[2022,1,{"$f":"IF(LOADPROFILE=0.1,Results_10PoE!C608,IF(LOADPROFILE=0.5,Results_50PoE!C608,\"Invalid Load Profile %\"))","v":8401},82.994318181818187,55.32954545454546,27.66477272727273,0,0,0,0,0,0,0,0,1.3017717632456304E-2,1.7650451299781344E-3,3.4670448547209451E-5,false,1.0984472230845236E-2,0,0,0,0,0,0]
[2022,2,{"$f":"IF(LOADPROFILE=0.1,Results_10PoE!C609,IF(LOADPROFILE=0.5,Results_50PoE!C609,\"Invalid Load Profile %\"))","v":8207},82.994318181818187,55.32954545454546,27.66477272727273,0,0,0,0,0,0,0,0,1.3017717632456304E-2,1.7650451299781344E-3,3.4670448547209451E-5,false,1.0984472230845236E-2,0,0,0,0,0,0]
[2022,3,{"$f":"IF(LOADPROFILE=0.1,Results_10PoE!C610,IF(LOADPROFILE=0.5,Results_50PoE!C610,\"Invalid Load Profile %\"))","v":7978},82.994318181818187,55.32954545454546,27.66477272727273,0,0,0,0,0,0,0,0,1.3017717632456304E-2,1.7650451299781344E-3,3.4670448547209451E-5,false,1.0984472230845236E-2,0,0,0,0,0,0]
[2022,4,{"$f":"IF(LOADPROFILE=0.1,Results_10PoE!C611,IF(LOADPROFILE=0.5,Results_50PoE!C611,\"Invalid Load Profile %\"))","v":7683},82.994318181818187,55.32954545454546,27.66477272727273,0,0,0,0,0,0,0,0,1.3017717632456304E-2,1.7650451299781344E-3,3.4670448547209451E-5,false,1.0984472230845236E-2,0,0,0,0,0,0]
[2022,5,{"$f":"IF(LOADPROFILE=0.1,Results_10PoE!C612,IF(LOADPROFILE=0.5,Results_50PoE!C612,\"Invalid Load Profile %\"))","v":7308},82.994318181818187,55.32954545454546,27.66477272727273,0,0,0,0,0,0,0,0,1.3017717632456304E-2,1.7650451299781344E-3,3.4670448547209451E-5,false,1.0984472230845236E-2,0,0,0,0,0,0]
[2022,6,{"$f":"IF(LOADPROFILE=0.1,Results_10PoE!C613,IF(LOADPROFILE=0.5,Results_50PoE!C613,\"Invalid Load Profile %\"))","v":6921},82.994318181818187,55.32954545454546,27.66477272727273,0,0,0,0,0,0,0,0,1.3017717632456304E-2,1.7650451299781344E-3,3.4670448547209451E-5,false,1.0984472230845236E-2,0,0,0,0,0,0]
[2022,7,{"$f":"IF(LOADPROFILE=0.1,Results_10PoE!C614,IF(LOADPROFILE=0.5,Results_50PoE!C614,\"Invalid Load Profile %\"))","v":6573},82.994318181818187,55.32954545454546,27.66477272727273,0,0,0,0,0,0,0,0,1.3017717632456304E-2,1.7650451299781344E-3,3.4670448547209451E-5,false,1.0984472230845236E-2,0,0,0,0,0,0]
[2022,8,{"$f":"IF(LOADPROFILE=0.1,Results_10PoE!C615,IF(LOADPROFILE=0.5,Results_50PoE!C615,\"Invalid Load Profile %\"))","v":6180},82.994318181818187,55.32954545454546,27.66477272727273,0,0,0,0,0,0,0,0,1.3017717632456304E-2,1.7650451299781344E-3,3.4670448547209451E-5,false,1.0984472230845236E-2,0,0,0,0,0,0]
[2022,9,{"$f":"IF(LOADPROFILE=0.1,Results_10PoE!C616,IF(LOADPROFILE=0.5,Results_50PoE!C616,\"Invalid Load Profile %\"))","v":5805},82.994318181818187,55.32954545454546,27.66477272727273,0,0,0,0,0,0,0,0,1.3017717632456304E-2,1.7650451299781344E-3,3.4670448547209451E-5,false,1.0984472230845236E-2,0,0,0,0,0,0]
[2022,10,{"$f":"IF(LOADPROFILE=0.1,Results_10PoE!C617,IF(LOADPROFILE=0.5,Results_50PoE!C617,\"Invalid Load Profile %\"))","v":5374},82.994318181818187,55.32954545454546,27.66477272727273,0,0,0,0,0,0,0,0,1.3017717632456304E-2,1.7650451299781344E-3,3.4670448547209451E-5,false,1.0984472230845236E-2,0,0,0,0,0,0]
[2022,11,{"$f":"IF(LOADPROFILE=0.1,Results_10PoE!C618,IF(LOADPROFILE=0.5,Results_50PoE!C618,\"Invalid Load Profile %\"))","v":5003},82.994318181818187,55.32954545454546,27.66477272727273,0,0,0,0,0,0,0,0,1.3017717632456304E-2,1.7650451299781344E-3,3.4670448547209451E-5,false,1.0984472230845236E-2,0,0,0,0,0,0]
[2022,12,{"$f":"IF(LOADPROFILE=0.1,Results_10PoE!C619,IF(LOADPROFILE=0.5,Results_50PoE!C619,\"Invalid Load Profile %\"))","v":4711},82.994318181818187,55.32954545454546,27.66477272727273,0,0,0,0,0,0,0,0,1.3017717632456304E-2,1.7650451299781344E-3,3.4670448547209451E-5,false,1.0984472230845236E-2,0,0,0,0,0,0]
[2022,13,{"$f":"IF(LOADPROFILE=0.1,Results_10PoE!C620,IF(LOADPROFILE=0.5,Results_50PoE!C620,\"Invalid Load Profile %\"))","v":4445},82.994318181818187,55.32954545454546,27.66477272727273,0,0,0,0,0,0,0,0,1.3017717632456304E-2,1.7650451299781344E-3,3.4670448547209451E-5,false,1.0984472230845236E-2,0,0,0,0,0,0]
[2022,14,{"$f":"IF(LOADPROFILE=0.1,Results_10PoE!C621,IF(LOADPROFILE=0.5,Results_50PoE!C621,\"Invalid Load Profile %\"))","v":4263},82.994318181818187,55.32954545454546,27.66477272727273,0,0,0,0,0,0,0,0,1.3017717632456304E-2,1.7650451299781344E-3,3.4670448547209451E-5,false,1.0984472230845236E-2,0,0,0,0,0,0]
[2022,15,{"$f":"IF(LOADPROFILE=0.1,Results_10PoE!C622,IF(LOADPROFILE=0.5,Results_50PoE!C622,\"Invalid Load Profile %\"))","v":4079},82.994318181818187,55.32954545454546,27.66477272727273,0,0,0,0,0,0,0,0,1.3017717632456304E-2,1.7650451299781344E-3,3.4670448547209451E-5,false,1.0984472230845236E-2,0,0,0,0,0,0]
[2022,16,{"$f":"IF(LOADPROFILE=0.1,Results_10PoE!C623,IF(LOADPROFILE=0.5,Results_50PoE!C623,\"Invalid Load Profile %\"))","v":3923},82.994318181818187,55.32954545454546,27.66477272727273,0,0,0,0,0,0,0,0,1.3017717632456304E-2,1.7650451299781344E-3,3.4670448547209451E-5,false,1.0984472230845236E-2,0,0,0,0,0,0]
[2022,17,{"$f":"IF(LOADPROFILE=0.1,Results_10PoE!C624,IF(LOADPROFILE=0.5,Results_50PoE!C624,\"Invalid Load Profile %\"))","v":3788},82.994318181818187,55.32954545454546,27.66477272727273,0,0,0,0,0,0,0,0,1.3017717632456304E-2,1.7650451299781344E-3,3.4670448547209451E-5,false,1.0984472230845236E-2,0,0,0,0,0,0]
[2022,18,{"$f":"IF(LOADPROFILE=0.1,Results_10PoE!C625,IF(LOADPROFILE=0.5,Results_50PoE!C625,\"Invalid Load Profile %\"))","v":3655},82.994318181818187,55.32954545454546,27.66477272727273,0,0,0.13350938670527412,0,0,0,19.729858348084122,19.729858348084122,1.3017717632456304E-2,1.7650451299781344E-3,3.4670448547209451E-5,false,1.0984472230845236E-2,0,0,0,0.21589522755713164,0,0]
[2022,19,{"$f":"IF(LOADPROFILE=0.1,Results_10PoE!C626,IF(LOADPROFILE=0.5,Results_50PoE!C626,\"Invalid Load Profile %\"))","v":3506},82.994318181818187,55.32954545454546,27.66477272727273,0,0,1.1335093867052741,0,0,0,159.63913399999018,159.63913399999018,1.3017717632456304E-2,1.7650451299781344E-3,3.4670448547209451E-5,false,1.0984472230845236E-2,0,0,0,1.7468613587536523,0,0]
[2022,20,{"$f":"IF(LOADPROFILE=0.1,Results_10PoE!C627,IF(LOADPROFILE=0.5,Results_50PoE!C627,\"Invalid Load Profile %\"))","v":3364},82.994318181818187,55.32954545454546,27.66477272727273,0,0,2.1335093867052741,0,0,0,294.12724569775537,294.12724569775537,1.3017717632456304E-2,1.7650451299781344E-3,3.4670448547209451E-5,false,1.0984472230845236E-2,0,0,0,3.2185060592102799,0,0]
[2022,21,{"$f":"IF(LOADPROFILE=0.1,Results_10PoE!C628,IF(LOADPROFILE=0.5,Results_50PoE!C628,\"Invalid Load Profile %\"))","v":3225},82.994318181818187,55.32954545454546,27.66477272727273,0,0,3.1335093867052741,0,0,0,425.77236026175166,425.77236026175166,1.3017717632456304E-2,1.7650451299781344E-3,3.4670448547209451E-5,false,1.0984472230845236E-2,0,0,0,4.659041083038189,0,0]
[2022,22,{"$f":"IF(LOADPROFILE=0.1,Results_10PoE!C629,IF(LOADPROFILE=0.5,Results_50PoE!C629,\"Invalid Load Profile %\"))","v":3088},82.994318181818187,55.32954545454546,27.66477272727273,0,0,4.1335093867052741,0,0,0,586.24731079036644,586.24731079036644,1.3017717632456304E-2,1.7650451299781344E-3,3.4670448547209451E-5,false,1.0984472230845236E-2,0,0,0,6.4150484172195332,0,0]
[2022,23,{"$f":"IF(LOADPROFILE=0.1,Results_10PoE!C630,IF(LOADPROFILE=0.5,Results_50PoE!C630,\"Invalid Load Profile %\"))","v":2945},82.994318181818187,55.32954545454546,27.66477272727273,0,0,5.1335093867052741,0,0,0,743.34960355841815,743.34960355841815,1.3017717632456304E-2,1.7650451299781344E-3,3.4670448547209451E-5,false,1.0984472230845236E-2,0,0,0,8.1341502297370702,0,0]
[2022,24,{"$f":"IF(LOADPROFILE=0.1,Results_10PoE!C631,IF(LOADPROFILE=0.5,Results_50PoE!C631,\"Invalid Load Profile %\"))","v":2799},82.994318181818187,55.32954545454546,27.66477272727273,0,0,6.1335093867052741,0,0,0,930.73567985793909,930.73567985793909,1.3017717632456304E-2,1.7650451299781344E-3,3.4670448547209451E-5,false,1.0984472230845236E-2,0,0,0,10.184634266164608,0,0]
[2022,25,{"$f":"IF(LOADPROFILE=0.1,Results_10PoE!C632,IF(LOADPROFILE=0.5,Results_50PoE!C632,\"Invalid Load Profile %\"))","v":2646},82.994318181818187,55.32954545454546,27.66477272727273,0,0,7.1335093867052741,0,0,0,997.58118065830945,997.58118065830945,1.3017717632456304E-2,1.7650451299781344E-3,3.4670448547209451E-5,false,1.0984472230845236E-2,0,0,0,10.91609540247164,0,0]
[2022,26,{"$f":"IF(LOADPROFILE=0.1,Results_10PoE!C633,IF(LOADPROFILE=0.5,Results_50PoE!C633,\"Invalid Load Profile %\"))","v":2505},82.994318181818187,55.32954545454546,27.66477272727273,0,0,8.1335093867052741,0,0,0,1226.1608855543475,1226.1608855543475,1.3017717632456304E-2,1.7650451299781344E-3,3.4670448547209451E-5,false,1.0984472230845236E-2,0,0,0,13.41734333506332,0,0]
[2022,27,{"$f":"IF(LOADPROFILE=0.1,Results_10PoE!C634,IF(LOADPROFILE=0.5,Results_50PoE!C634,\"Invalid Load Profile %\"))","v":2353},82.994318181818187,55.32954545454546,27.66477272727273,0,0,9.1335093867052741,0,0,0,1567.1468008614916,1567.1468008614916,1.3017717632456304E-2,1.7650451299781344E-3,3.4670448547209451E-5,false,1.0984472230845236E-2,0,0,0,17.148603361375741,0,0]
[2022,28,{"$f":"IF(LOADPROFILE=0.1,Results_10PoE!C635,IF(LOADPROFILE=0.5,Results_50PoE!C635,\"Invalid Load Profile %\"))","v":2180},82.994318181818187,55.32954545454546,27.66477272727273,0,0,10.133509386705274,0,0,0,1819.1325586111743,1819.1325586111743,1.3017717632456304E-2,1.7650451299781344E-3,3.4670448547209451E-5,false,1.0984472230845236E-2,0,0,0,19.905973513291041,0,0]
[2022,29,{"$f":"IF(LOADPROFILE=0.1,Results_10PoE!C636,IF(LOADPROFILE=0.5,Results_50PoE!C636,\"Invalid Load Profile %\"))","v":1999},82.994318181818187,55.32954545454546,27.66477272727273,0,0,11.133509386705274,0,0,0,2340.9591670101777,2340.9591670101777,1.3017717632456304E-2,1.7650451299781344E-3,3.4670448547209451E-5,false,1.0984472230845236E-2,0,0,0,25.616094304736507,0,0]
[2022,30,{"$f":"IF(LOADPROFILE=0.1,Results_10PoE!C637,IF(LOADPROFILE=0.5,Results_50PoE!C637,\"Invalid Load Profile %\"))","v":1787},82.994318181818187,55.32954545454546,27.66477272727273,0,0,12.133509386705274,0,0,0,3164.9589157835494,3164.9589157835494,1.3017717632456304E-2,1.7650451299781344E-3,3.4670448547209451E-5,false,1.0984472230845236E-2,0,0,0,34.632763868698241,0,0]
[2022,31,{"$f":"IF(LOADPROFILE=0.1,Results_10PoE!C638,IF(LOADPROFILE=0.5,Results_50PoE!C638,\"Invalid Load Profile %\"))","v":1524},82.994318181818187,55.32954545454546,27.66477272727273,0,0,13.133509386705274,0,0,0,3321.5964459247393,3321.5964459247393,1.3017717632456304E-2,1.7650451299781344E-3,3.4670448547209451E-5,false,1.0984472230845236E-2,0,0,0,36.346779986665105,0,0]
[2022,32,{"$f":"IF(LOADPROFILE=0.1,Results_10PoE!C639,IF(LOADPROFILE=0.5,Results_50PoE!C639,\"Invalid Load Profile %\"))","v":1269},82.994318181818187,55.32954545454546,27.66477272727273,0,0,14.133509386705274,0,0,0,3532.4534730778373,3532.4534730778373,1.3017717632456304E-2,1.7650451299781344E-3,3.4670448547209451E-5,false,1.0984472230845236E-2,0,0,0,38.654096392900676,0,0]
[2022,33,{"$f":"IF(LOADPROFILE=0.1,Results_10PoE!C640,IF(LOADPROFILE=0.5,Results_50PoE!C640,\"Invalid Load Profile %\"))","v":1017},82.994318181818187,55.32954545454546,27.66477272727273,0,0,15.133509386705274,0,0,0,3016.9047984162653,3016.9047984162653,1.3017717632456304E-2,1.7650451299781344E-3,3.4670448547209451E-5,false,1.0984472230845236E-2,0,0,0,33.01267228994223,0,0]
[2022,34,{"$f":"IF(LOADPROFILE=0.1,Results_10PoE!C641,IF(LOADPROFILE=0.5,Results_50PoE!C641,\"Invalid Load Profile %\"))","v":816},82.994318181818187,55.32954545454546,27.66477272727273,0,0,16.133509386705274,0,0,0,2512.2010708198086,2512.2010708198086,1.3017717632456304E-2,1.7650451299781344E-3,3.4670448547209451E-5,false,1.0984472230845236E-2,0,0,0,27.489919708753497,0,0]
[2022,35,{"$f":"IF(LOADPROFILE=0.1,Results_10PoE!C642,IF(LOADPROFILE=0.5,Results_50PoE!C642,\"Invalid Load Profile %\"))","v":659},82.994318181818187,55.32954545454546,27.66477272727273,0,0,17.133509386705274,0,0,0,2226.0941091512318,2226.0941091512318,1.3017717632456304E-2,1.7650451299781344E-3,3.4670448547209451E-5,false,1.0984472230845236E-2,0,0,0,24.359176116713716,0,0]
[2022,36,{"$f":"IF(LOADPROFILE=0.1,Results_10PoE!C643,IF(LOADPROFILE=0.5,Results_50PoE!C643,\"Invalid Load Profile %\"))","v":528},82.994318181818187,55.32954545454546,27.66477272727273,0,0,18.133509386705274,0,0,0,1834.4586677493739,1834.4586677493739,1.3017717632456304E-2,1.7650451299781344E-3,3.4670448547209451E-5,false,1.0984472230845236E-2,0,0,0,20.073680435539586,0,0]
[2022,37,{"$f":"IF(LOADPROFILE=0.1,Results_10PoE!C644,IF(LOADPROFILE=0.5,Results_50PoE!C644,\"Invalid Load Profile %\"))","v":426},82.994318181818187,55.32954545454546,27.66477272727273,0,0,19.133509386705274,0,0,0,1859.7159136399648,1859.7159136399648,1.3017717632456304E-2,1.7650451299781344E-3,3.4670448547209451E-5,false,1.0984472230845236E-2,0,0,0,20.350059452196088,0,0]
[2022,38,{"$f":"IF(LOADPROFILE=0.1,Results_10PoE!C645,IF(LOADPROFILE=0.5,Results_50PoE!C645,\"Invalid Load Profile %\"))","v":328},82.994318181818187,55.32954545454546,27.66477272727273,0,0,20.133509386705274,0,0,0,1657.3852587313404,1657.3852587313404,1.3017717632456304E-2,1.7650451299781344E-3,3.4670448547209451E-5,false,1.0984472230845236E-2,0,0,0,18.136043415556742,0,0]
[2022,39,{"$f":"IF(LOADPROFILE=0.1,Results_10PoE!C646,IF(LOADPROFILE=0.5,Results_50PoE!C646,\"Invalid Load Profile %\"))","v":245},82.994318181818187,55.32954545454546,27.66477272727273,0,0,21.133509386705274,0,0,0,1592.9828904378101,1592.9828904378101,1.3017717632456304E-2,1.7650451299781344E-3,3.4670448547209451E-5,false,1.0984472230845236E-2,0,0,0,17.431316411812183,0,0]
[2022,40,{"$f":"IF(LOADPROFILE=0.1,Results_10PoE!C647,IF(LOADPROFILE=0.5,Results_50PoE!C647,\"Invalid Load Profile %\"))","v":169},82.994318181818187,55.32954545454546,27.66477272727273,0,0,22.133509386705274,0,0,0,1097.6052643396845,1097.6052643396845,1.3017717632456304E-2,1.7650451299781344E-3,3.4670448547209451E-5,false,1.0984472230845236E-2,0,0,0,12.01061528835217,0,0]
[2022,41,{"$f":"IF(LOADPROFILE=0.1,Results_10PoE!C648,IF(LOADPROFILE=0.5,Results_50PoE!C648,\"Invalid Load Profile %\"))","v":119},82.994318181818187,55.32954545454546,27.66477272727273,0,0,23.133509386705274,0,0,0,1284.8589254825072,1284.8589254825072,1.3017717632456304E-2,1.7650451299781344E-3,3.4670448547209451E-5,false,1.0984472230845236E-2,0,0,0,14.059650363520937,0,0]
[2022,42,{"$f":"IF(LOADPROFILE=0.1,Results_10PoE!C649,IF(LOADPROFILE=0.5,Results_50PoE!C649,\"Invalid Load Profile %\"))","v":63},{"$f":"VLOOKUP($A678,$Q$4:$AB$26,6,FALSE)","v":82.994318181818187},{"$f":"VLOOKUP($A678,$Q$4:$AB$26,7,FALSE)","v":55.32954545454546},{"$f":"VLOOKUP($A678,$Q$4:$AB$26,9,FALSE)","v":27.66477272727273},{"$f":"VLOOKUP($A678,$Q$4:$AB$26,10,FALSE)","v":0},{"$f":"VLOOKUP($A678,$Q$4:$AB$26,11,FALSE)","v":0},{"$f":"IF(B678-VLOOKUP(A678,$Q$4:$AB$26,12,FALSE)<0,0,B678-VLOOKUP(A678,$Q$4:$AB$26,12,FALSE))","v":24.133509386705274},{"$f":"IF(B678=150,0,IF(IF($I678>D678,($I678-D678)*($C678-$C679),0)<0,0,IF($I678>D678,($I678-D678)*($C678-$C679),0)))*$Y$30","v":0},{"$f":"IF(C678=150,0,IF(IF($I678>E678,($I678-E678)*($C678-$C679),0)<0,0,IF($I678>E678,($I678-E678)*($C678-$C679),0)))*$Y$30","v":0},{"$f":"IF(D678=150,0,IF(IF($I678>F678,($I678-F678)*($C678-$C679),0)<0,0,IF($I678>F678,($I678-F678)*($C678-$C679),0)))*$Y$30","v":0},{"$f":"IF(E678=150,0,IF(IF($I678>G678,($I678-G678)*($C678-$C679),0)<0,0,IF($I678>G678,($I678-G678)*($C678-$C679),0)))*$Y$30","v":718.07140441316108},{"$f":"IF(F678=150,0,IF(IF($I678>H678,($I678-H678)*($C678-$C679),0)<0,0,IF($I678>H678,($I678-H678)*($C678-$C679),0)))*$Y$30","v":718.07140441316108},{"$f":"VLOOKUP($A678, $Q$4:$BB$26,33,FALSE)","v":1.3017717632456304E-2},{"$f":"VLOOKUP($A678, $Q$4:$BB$26,34,FALSE)","v":1.7650451299781344E-3},{"$f":"VLOOKUP($A678, $Q$4:$BB$26,35,FALSE)","v":3.4670448547209451E-5},{"$f":"VLOOKUP($A678, $Q$4:$BB$26,36,FALSE)","v":false},{"$f":"VLOOKUP($A678, $Q$4:$BB$26,37,FALSE)","v":1.0984472230845236E-2},{"$f":"J678*1000*($S$34/365)","v":0},{"$f":"O678*K678*1000*($T$34/365)","v":0},{"$f":"P678*L678*1000*($U$34/365)","v":0},{"$f":"Q678*M678*1000*($V$34/365)","v":7.8575419307611307},{"$f":"R678*N678*1000*($W$34/365)","v":0},{"$f":"S678*K678*1000*($X$34/365)","v":0}]
[2022,43,{"$f":"IF(LOADPROFILE=0.1,Results_10PoE!C650,IF(LOADPROFILE=0.5,Results_50PoE!C650,\"Invalid Load Profile %\"))","v":33},82.994318181818187,55.32954545454546,27.66477272727273,0,0,25.133509386705274,0,0,0,373.91276365891815,373.91276365891815,1.3017717632456304E-2,1.7650451299781344E-3,3.4670448547209451E-5,false,1.0984472230845236E-2,0,0,0,4.0915641548180233,0,0]
[2022,44,{"$f":"IF(LOADPROFILE=0.1,Results_10PoE!C651,IF(LOADPROFILE=0.5,Results_50PoE!C651,\"Invalid Load Profile %\"))","v":18},82.994318181818187,55.32954545454546,27.66477272727273,0,0,26.133509386705274,0,0,0,181.43525171858602,181.43525171858602,1.3017717632456304E-2,1.7650451299781344E-3,3.4670448547209451E-5,false,1.0984472230845236E-2,0,0,0,1.9853667606525573,0,0]
[2022,45,{"$f":"IF(LOADPROFILE=0.1,Results_10PoE!C652,IF(LOADPROFILE=0.5,Results_50PoE!C652,\"Invalid Load Profile %\"))","v":11},82.994318181818187,55.32954545454546,27.66477272727273,0,0,27.133509386705274,0,0,0,134.55562885453114,134.55562885453114,1.3017717632456304E-2,1.7650451299781344E-3,3.4670448547209451E-5,false,1.0984472230845236E-2,0,0,0,1.4723835112309795,0,0]
[2022,46,{"$f":"IF(LOADPROFILE=0.1,Results_10PoE!C653,IF(LOADPROFILE=0.5,Results_50PoE!C653,\"Invalid Load Profile %\"))","v":6},82.994318181818187,55.32954545454546,27.66477272727273,0,0,28.133509386705274,0,0,2.3244746957804652,139.51464933864366,139.51464933864366,1.3017717632456304E-2,1.7650451299781344E-3,3.4670448547209451E-5,false,1.0984472230845236E-2,0,0,1.6186399857053122,1.5266479077101318,0,0]
[2022,47,{"$f":"IF(LOADPROFILE=0.1,Results_10PoE!C654,IF(LOADPROFILE=0.5,Results_50PoE!C654,\"Invalid Load Profile %\"))","v":1},82.994318181818187,55.32954545454546,27.66477272727273,0,0,29.133509386705274,0,0,1.4566990359785994,28.894733964551236,28.894733964551236,1.3017717632456304E-2,1.7650451299781344E-3,3.4670448547209451E-5,false,1.0984472230845236E-2,0,0,1.0143673798873789,0.31618246083785678,0,0]
[2022,48,{"$f":"IF(LOADPROFILE=0.1,Results_10PoE!C655,IF(LOADPROFILE=0.5,Results_50PoE!C655,\"Invalid Load Profile %\"))","v":0},82.994318181818187,55.32954545454546,27.66477272727273,0,0,30.133509386705274,0,0,0,0,0,1.3017717632456304E-2,1.7650451299781344E-3,3.4670448547209451E-5,false,1.0984472230845236E-2,0,0,0,0,0,0]
[2022,49,{"$f":"IF(LOADPROFILE=0.1,Results_10PoE!C656,IF(LOADPROFILE=0.5,Results_50PoE!C656,\"Invalid Load Profile %\"))","v":0},82.994318181818187,55.32954545454546,27.66477272727273,0,0,31.133509386705274,0,0,0,0,0,1.3017717632456304E-2,1.7650451299781344E-3,3.4670448547209451E-5,false,1.0984472230845236E-2,0,0,0,0,0,0]
[2022,50,{"$f":"IF(LOADPROFILE=0.1,Results_10PoE!C657,IF(LOADPROFILE=0.5,Results_50PoE!C657,\"Invalid Load Profile %\"))","v":0},82.994318181818187,55.32954545454546,27.66477272727273,0,0,32.133509386705271,0,0,0,0,0,1.3017717632456304E-2,1.7650451299781344E-3,3.4670448547209451E-5,false,1.0984472230845236E-2,0,0,0,0,0,0]
[2022,51,{"$f":"IF(LOADPROFILE=0.1,Results_10PoE!C658,IF(LOADPROFILE=0.5,Results_50PoE!C658,\"Invalid Load Profile %\"))","v":0},82.994318181818187,55.32954545454546,27.66477272727273,0,0,33.133509386705271,0,0,0,0,0,1.3017717632456304E-2,1.7650451299781344E-3,3.4670448547209451E-5,false,1.0984472230845236E-2,0,0,0,0,0,0]
[2022,52,{"$f":"IF(LOADPROFILE=0.1,Results_10PoE!C659,IF(LOADPROFILE=0.5,Results_50PoE!C659,\"Invalid Load Profile %\"))","v":0},82.994318181818187,55.32954545454546,27.66477272727273,0,0,34.133509386705271,0,0,0,0,0,1.3017717632456304E-2,1.7650451299781344E-3,3.4670448547209451E-5,false,1.0984472230845236E-2,0,0,0,0,0,0]
[2022,53,{"$f":"IF(LOADPROFILE=0.1,Results_10PoE!C660,IF(LOADPROFILE=0.5,Results_50PoE!C660,\"Invalid Load Profile %\"))","v":0},82.994318181818187,55.32954545454546,27.66477272727273,0,0,35.133509386705271,0,0,0,0,0,1.3017717632456304E-2,1.7650451299781344E-3,3.4670448547209451E-5,false,1.0984472230845236E-2,0,0,0,0,0,0]
[2022,54,{"$f":"IF(LOADPROFILE=0.1,Results_10PoE!C661,IF(LOADPROFILE=0.5,Results_50PoE!C661,\"Invalid Load Profile %\"))","v":0},82.994318181818187,55.32954545454546,27.66477272727273,0,0,36.133509386705271,0,0,0,0,0,1.3017717632456304E-2,1.7650451299781344E-3,3.4670448547209451E-5,false,1.0984472230845236E-2,0,0,0,0,0,0]
[2022,55,{"$f":"IF(LOADPROFILE=0.1,Results_10PoE!C662,IF(LOADPROFILE=0.5,Results_50PoE!C662,\"Invalid Load Profile %\"))","v":0},82.994318181818187,55.32954545454546,27.66477272727273,0,0,37.133509386705271,0,0,0,0,0,1.3017717632456304E-2,1.7650451299781344E-3,3.4670448547209451E-5,false,1.0984472230845236E-2,0,0,0,0,0,0]
[2022,56,{"$f":"IF(LOADPROFILE=0.1,Results_10PoE!C663,IF(LOADPROFILE=0.5,Results_50PoE!C663,\"Invalid Load Profile %\"))","v":0},82.994318181818187,55.32954545454546,27.66477272727273,0,0,38.133509386705271,0,0,0,0,0,1.3017717632456304E-2,1.7650451299781344E-3,3.4670448547209451E-5,false,1.0984472230845236E-2,0,0,0,0,0,0]
[2022,57,{"$f":"IF(LOADPROFILE=0.1,Results_10PoE!C664,IF(LOADPROFILE=0.5,Results_50PoE!C664,\"Invalid Load Profile %\"))","v":0},82.994318181818187,55.32954545454546,27.66477272727273,0,0,39.133509386705271,0,0,0,0,0,1.3017717632456304E-2,1.7650451299781344E-3,3.4670448547209451E-5,false,1.0984472230845236E-2,0,0,0,0,0,0]
[2022,58,{"$f":"IF(LOADPROFILE=0.1,Results_10PoE!C665,IF(LOADPROFILE=0.5,Results_50PoE!C665,\"Invalid Load Profile %\"))","v":0},82.994318181818187,55.32954545454546,27.66477272727273,0,0,40.133509386705271,0,0,0,0,0,1.3017717632456304E-2,1.7650451299781344E-3,3.4670448547209451E-5,false,1.0984472230845236E-2,0,0,0,0,0,0]
[2022,59,{"$f":"IF(LOADPROFILE=0.1,Results_10PoE!C666,IF(LOADPROFILE=0.5,Results_50PoE!C666,\"Invalid Load Profile %\"))","v":0},82.994318181818187,55.32954545454546,27.66477272727273,0,0,41.133509386705271,0,0,0,0,0,1.3017717632456304E-2,1.7650451299781344E-3,3.4670448547209451E-5,false,1.0984472230845236E-2,0,0,0,0,0,0]
[2022,60,{"$f":"IF(LOADPROFILE=0.1,Results_10PoE!C667,IF(LOADPROFILE=0.5,Results_50PoE!C667,\"Invalid Load Profile %\"))","v":0},82.994318181818187,55.32954545454546,27.66477272727273,0,0,42.133509386705271,0,0,0,0,0,1.3017717632456304E-2,1.7650451299781344E-3,3.4670448547209451E-5,false,1.0984472230845236E-2,0,0,0,0,0,0]
[2022,61,{"$f":"IF(LOADPROFILE=0.1,Results_10PoE!C668,IF(LOADPROFILE=0.5,Results_50PoE!C668,\"Invalid Load Profile %\"))","v":0},82.994318181818187,55.32954545454546,27.66477272727273,0,0,43.133509386705271,0,0,0,0,0,1.3017717632456304E-2,1.7650451299781344E-3,3.4670448547209451E-5,false,1.0984472230845236E-2,0,0,0,0,0,0]
[2022,62,{"$f":"IF(LOADPROFILE=0.1,Results_10PoE!C669,IF(LOADPROFILE=0.5,Results_50PoE!C669,\"Invalid Load Profile %\"))","v":0},82.994318181818187,55.32954545454546,27.66477272727273,0,0,44.133509386705271,0,0,0,0,0,1.3017717632456304E-2,1.7650451299781344E-3,3.4670448547209451E-5,false,1.0984472230845236E-2,0,0,0,0,0,0]
[2022,63,{"$f":"IF(LOADPROFILE=0.1,Results_10PoE!C670,IF(LOADPROFILE=0.5,Results_50PoE!C670,\"Invalid Load Profile %\"))","v":0},82.994318181818187,55.32954545454546,27.66477272727273,0,0,45.133509386705271,0,0,0,0,0,1.3017717632456304E-2,1.7650451299781344E-3,3.4670448547209451E-5,false,1.0984472230845236E-2,0,0,0,0,0,0]
[2022,64,{"$f":"IF(LOADPROFILE=0.1,Results_10PoE!C671,IF(LOADPROFILE=0.5,Results_50PoE!C671,\"Invalid Load Profile %\"))","v":0},82.994318181818187,55.32954545454546,27.66477272727273,0,0,46.133509386705271,0,0,0,0,0,1.3017717632456304E-2,1.7650451299781344E-3,3.4670448547209451E-5,false,1.0984472230845236E-2,0,0,0,0,0,0]
[2022,65,{"$f":"IF(LOADPROFILE=0.1,Results_10PoE!C672,IF(LOADPROFILE=0.5,Results_50PoE!C672,\"Invalid Load Profile %\"))","v":0},82.994318181818187,55.32954545454546,27.66477272727273,0,0,47.133509386705271,0,0,0,0,0,1.3017717632456304E-2,1.7650451299781344E-3,3.4670448547209451E-5,false,1.0984472230845236E-2,0,0,0,0,0,0]
[2022,66,{"$f":"IF(LOADPROFILE=0.1,Results_10PoE!C673,IF(LOADPROFILE=0.5,Results_50PoE!C673,\"Invalid Load Profile %\"))","v":0},82.994318181818187,55.32954545454546,27.66477272727273,0,0,48.133509386705271,0,0,0,0,0,1.3017717632456304E-2,1.7650451299781344E-3,3.4670448547209451E-5,false,1.0984472230845236E-2,0,0,0,0,0,0]
[2022,67,{"$f":"IF(LOADPROFILE=0.1,Results_10PoE!C674,IF(LOADPROFILE=0.5,Results_50PoE!C674,\"Invalid Load Profile %\"))","v":0},82.994318181818187,55.32954545454546,27.66477272727273,0,0,49.133509386705271,0,0,0,0,0,1.3017717632456304E-2,1.7650451299781344E-3,3.4670448547209451E-5,false,1.0984472230845236E-2,0,0,0,0,0,0]
[2022,68,{"$f":"IF(LOADPROFILE=0.1,Results_10PoE!C675,IF(LOADPROFILE=0.5,Results_50PoE!C675,\"Invalid Load Profile %\"))","v":0},82.994318181818187,55.32954545454546,27.66477272727273,0,0,50.133509386705271,0,0,0,0,0,1.3017717632456304E-2,1.7650451299781344E-3,3.4670448547209451E-5,false,1.0984472230845236E-2,0,0,0,0,0,0]
[2022,69,{"$f":"IF(LOADPROFILE=0.1,Results_10PoE!C676,IF(LOADPROFILE=0.5,Results_50PoE!C676,\"Invalid Load Profile %\"))","v":0},82.994318181818187,55.32954545454546,27.66477272727273,0,0,51.133509386705271,0,0,0,0,0,1.3017717632456304E-2,1.7650451299781344E-3,3.4670448547209451E-5,false,1.0984472230845236E-2,0,0,0,0,0,0]
[2022,70,{"$f":"IF(LOADPROFILE=0.1,Results_10PoE!C677,IF(LOADPROFILE=0.5,Results_50PoE!C677,\"Invalid Load Profile %\"))","v":0},82.994318181818187,55.32954545454546,27.66477272727273,0,0,52.133509386705271,0,0,0,0,0,1.3017717632456304E-2,1.7650451299781344E-3,3.4670448547209451E-5,false,1.0984472230845236E-2,0,0,0,0,0,0]
[2022,71,{"$f":"IF(LOADPROFILE=0.1,Results_10PoE!C678,IF(LOADPROFILE=0.5,Results_50PoE!C678,\"Invalid Load Profile %\"))","v":0},82.994318181818187,55.32954545454546,27.66477272727273,0,0,53.133509386705271,0,0,0,0,0,1.3017717632456304E-2,1.7650451299781344E-3,3.4670448547209451E-5,false,1.0984472230845236E-2,0,0,0,0,0,0]
[2022,72,{"$f":"IF(LOADPROFILE=0.1,Results_10PoE!C679,IF(LOADPROFILE=0.5,Results_50PoE!C679,\"Invalid Load Profile %\"))","v":0},82.994318181818187,55.32954545454546,27.66477272727273,0,0,54.133509386705271,0,0,0,0,0,1.3017717632456304E-2,1.7650451299781344E-3,3.4670448547209451E-5,false,1.0984472230845236E-2,0,0,0,0,0,0]
[2022,73,{"$f":"IF(LOADPROFILE=0.1,Results_10PoE!C680,IF(LOADPROFILE=0.5,Results_50PoE!C680,\"Invalid Load Profile %\"))","v":0},82.994318181818187,55.32954545454546,27.66477272727273,0,0,55.133509386705271,0,0,0,0,0,1.3017717632456304E-2,1.7650451299781344E-3,3.4670448547209451E-5,false,1.0984472230845236E-2,0,0,0,0,0,0]
[2022,74,{"$f":"IF(LOADPROFILE=0.1,Results_10PoE!C681,IF(LOADPROFILE=0.5,Results_50PoE!C681,\"Invalid Load Profile %\"))","v":0},82.994318181818187,55.32954545454546,27.66477272727273,0,0,56.133509386705271,0,0,0,0,0,1.3017717632456304E-2,1.7650451299781344E-3,3.4670448547209451E-5,false,1.0984472230845236E-2,0,0,0,0,0,0]
[2022,75,{"$f":"IF(LOADPROFILE=0.1,Results_10PoE!C682,IF(LOADPROFILE=0.5,Results_50PoE!C682,\"Invalid Load Profile %\"))","v":0},82.994318181818187,55.32954545454546,27.66477272727273,0,0,57.133509386705271,0,0,0,0,0,1.3017717632456304E-2,1.7650451299781344E-3,3.4670448547209451E-5,false,1.0984472230845236E-2,0,0,0,0,0,0]
[2022,76,{"$f":"IF(LOADPROFILE=0.1,Results_10PoE!C683,IF(LOADPROFILE=0.5,Results_50PoE!C683,\"Invalid Load Profile %\"))","v":0},82.994318181818187,55.32954545454546,27.66477272727273,0,0,58.133509386705271,0,0,0,0,0,1.3017717632456304E-2,1.7650451299781344E-3,3.4670448547209451E-5,false,1.0984472230845236E-2,0,0,0,0,0,0]
[2022,77,{"$f":"IF(LOADPROFILE=0.1,Results_10PoE!C684,IF(LOADPROFILE=0.5,Results_50PoE!C684,\"Invalid Load Profile %\"))","v":0},82.994318181818187,55.32954545454546,27.66477272727273,0,0,59.133509386705271,0,0,0,0,0,1.3017717632456304E-2,1.7650451299781344E-3,3.4670448547209451E-5,false,1.0984472230845236E-2,0,0,0,0,0,0]
[2022,78,{"$f":"IF(LOADPROFILE=0.1,Results_10PoE!C685,IF(LOADPROFILE=0.5,Results_50PoE!C685,\"Invalid Load Profile %\"))","v":0},82.994318181818187,55.32954545454546,27.66477272727273,0,0,60.133509386705271,0,0,0,0,0,1.3017717632456304E-2,1.7650451299781344E-3,3.4670448547209451E-5,false,1.0984472230845236E-2,0,0,0,0,0,0]
[2022,79,{"$f":"IF(LOADPROFILE=0.1,Results_10PoE!C686,IF(LOADPROFILE=0.5,Results_50PoE!C686,\"Invalid Load Profile %\"))","v":0},82.994318181818187,55.32954545454546,27.66477272727273,0,0,61.133509386705271,0,0,0,0,0,1.3017717632456304E-2,1.7650451299781344E-3,3.4670448547209451E-5,false,1.0984472230845236E-2,0,0,0,0,0,0]
[2022,80,{"$f":"IF(LOADPROFILE=0.1,Results_10PoE!C687,IF(LOADPROFILE=0.5,Results_50PoE!C687,\"Invalid Load Profile %\"))","v":0},82.994318181818187,55.32954545454546,27.66477272727273,0,0,62.133509386705271,0,0,0,0,0,1.3017717632456304E-2,1.7650451299781344E-3,3.4670448547209451E-5,false,1.0984472230845236E-2,0,0,0,0,0,0]
[2022,81,{"$f":"IF(LOADPROFILE=0.1,Results_10PoE!C688,IF(LOADPROFILE=0.5,Results_50PoE!C688,\"Invalid Load Profile %\"))","v":0},82.994318181818187,55.32954545454546,27.66477272727273,0,0,63.133509386705271,0,0,0,0,0,1.3017717632456304E-2,1.7650451299781344E-3,3.4670448547209451E-5,false,1.0984472230845236E-2,0,0,0,0,0,0]
[2022,82,{"$f":"IF(LOADPROFILE=0.1,Results_10PoE!C689,IF(LOADPROFILE=0.5,Results_50PoE!C689,\"Invalid Load Profile %\"))","v":0},82.994318181818187,55.32954545454546,27.66477272727273,0,0,64.133509386705271,0,0,0,0,0,1.3017717632456304E-2,1.7650451299781344E-3,3.4670448547209451E-5,false,1.0984472230845236E-2,0,0,0,0,0,0]
[2022,83,{"$f":"IF(LOADPROFILE=0.1,Results_10PoE!C690,IF(LOADPROFILE=0.5,Results_50PoE!C690,\"Invalid Load Profile %\"))","v":0},82.994318181818187,55.32954545454546,27.66477272727273,0,0,65.133509386705271,0,0,0,0,0,1.3017717632456304E-2,1.7650451299781344E-3,3.4670448547209451E-5,false,1.0984472230845236E-2,0,0,0,0,0,0]
[2022,84,{"$f":"IF(LOADPROFILE=0.1,Results_10PoE!C691,IF(LOADPROFILE=0.5,Results_50PoE!C691,\"Invalid Load Profile %\"))","v":0},82.994318181818187,55.32954545454546,27.66477272727273,0,0,66.133509386705271,0,0,0,0,0,1.3017717632456304E-2,1.7650451299781344E-3,3.4670448547209451E-5,false,1.0984472230845236E-2,0,0,0,0,0,0]
[2022,85,{"$f":"IF(LOADPROFILE=0.1,Results_10PoE!C692,IF(LOADPROFILE=0.5,Results_50PoE!C692,\"Invalid Load Profile %\"))","v":0},82.994318181818187,55.32954545454546,27.66477272727273,0,0,67.133509386705271,0,0,0,0,0,1.3017717632456304E-2,1.7650451299781344E-3,3.4670448547209451E-5,false,1.0984472230845236E-2,0,0,0,0,0,0]
[2022,86,{"$f":"IF(LOADPROFILE=0.1,Results_10PoE!C693,IF(LOADPROFILE=0.5,Results_50PoE!C693,\"Invalid Load Profile %\"))","v":0},82.994318181818187,55.32954545454546,27.66477272727273,0,0,68.133509386705271,0,0,0,0,0,1.3017717632456304E-2,1.7650451299781344E-3,3.4670448547209451E-5,false,1.0984472230845236E-2,0,0,0,0,0,0]
[2022,87,{"$f":"IF(LOADPROFILE=0.1,Results_10PoE!C694,IF(LOADPROFILE=0.5,Results_50PoE!C694,\"Invalid Load Profile %\"))","v":0},82.994318181818187,55.32954545454546,27.66477272727273,0,0,69.133509386705271,0,0,0,0,0,1.3017717632456304E-2,1.7650451299781344E-3,3.4670448547209451E-5,false,1.0984472230845236E-2,0,0,0,0,0,0]
[2022,88,{"$f":"IF(LOADPROFILE=0.1,Results_10PoE!C695,IF(LOADPROFILE=0.5,Results_50PoE!C695,\"Invalid Load Profile %\"))","v":0},82.994318181818187,55.32954545454546,27.66477272727273,0,0,70.133509386705271,0,0,0,0,0,1.3017717632456304E-2,1.7650451299781344E-3,3.4670448547209451E-5,false,1.0984472230845236E-2,0,0,0,0,0,0]
[2022,89,{"$f":"IF(LOADPROFILE=0.1,Results_10PoE!C696,IF(LOADPROFILE=0.5,Results_50PoE!C696,\"Invalid Load Profile %\"))","v":0},82.994318181818187,55.32954545454546,27.66477272727273,0,0,71.133509386705271,0,0,0,0,0,1.3017717632456304E-2,1.7650451299781344E-3,3.4670448547209451E-5,false,1.0984472230845236E-2,0,0,0,0,0,0]
[2022,90,{"$f":"IF(LOADPROFILE=0.1,Results_10PoE!C697,IF(LOADPROFILE=0.5,Results_50PoE!C697,\"Invalid Load Profile %\"))","v":0},82.994318181818187,55.32954545454546,27.66477272727273,0,0,72.133509386705271,0,0,0,0,0,1.3017717632456304E-2,1.7650451299781344E-3,3.4670448547209451E-5,false,1.0984472230845236E-2,0,0,0,0,0,0]
[2022,91,{"$f":"IF(LOADPROFILE=0.1,Results_10PoE!C698,IF(LOADPROFILE=0.5,Results_50PoE!C698,\"Invalid Load Profile %\"))","v":0},82.994318181818187,55.32954545454546,27.66477272727273,0,0,73.133509386705271,0,0,0,0,0,1.3017717632456304E-2,1.7650451299781344E-3,3.4670448547209451E-5,false,1.0984472230845236E-2,0,0,0,0,0,0]
[2022,92,{"$f":"IF(LOADPROFILE=0.1,Results_10PoE!C699,IF(LOADPROFILE=0.5,Results_50PoE!C699,\"Invalid Load Profile %\"))","v":0},82.994318181818187,55.32954545454546,27.66477272727273,0,0,74.133509386705271,0,0,0,0,0,1.3017717632456304E-2,1.7650451299781344E-3,3.4670448547209451E-5,false,1.0984472230845236E-2,0,0,0,0,0,0]
[2022,93,{"$f":"IF(LOADPROFILE=0.1,Results_10PoE!C700,IF(LOADPROFILE=0.5,Results_50PoE!C700,\"Invalid Load Profile %\"))","v":0},82.994318181818187,55.32954545454546,27.66477272727273,0,0,75.133509386705271,0,0,0,0,0,1.3017717632456304E-2,1.7650451299781344E-3,3.4670448547209451E-5,false,1.0984472230845236E-2,0,0,0,0,0,0]
[2022,94,{"$f":"IF(LOADPROFILE=0.1,Results_10PoE!C701,IF(LOADPROFILE=0.5,Results_50PoE!C701,\"Invalid Load Profile %\"))","v":0},82.994318181818187,55.32954545454546,27.66477272727273,0,0,76.133509386705271,0,0,0,0,0,1.3017717632456304E-2,1.7650451299781344E-3,3.4670448547209451E-5,false,1.0984472230845236E-2,0,0,0,0,0,0]
[2022,95,{"$f":"IF(LOADPROFILE=0.1,Results_10PoE!C702,IF(LOADPROFILE=0.5,Results_50PoE!C702,\"Invalid Load Profile %\"))","v":0},82.994318181818187,55.32954545454546,27.66477272727273,0,0,77.133509386705271,0,0,0,0,0,1.3017717632456304E-2,1.7650451299781344E-3,3.4670448547209451E-5,false,1.0984472230845236E-2,0,0,0,0,0,0]
[2022,96,{"$f":"IF(LOADPROFILE=0.1,Results_10PoE!C703,IF(LOADPROFILE=0.5,Results_50PoE!C703,\"Invalid Load Profile %\"))","v":0},82.994318181818187,55.32954545454546,27.66477272727273,0,0,78.133509386705271,0,0,0,0,0,1.3017717632456304E-2,1.7650451299781344E-3,3.4670448547209451E-5,false,1.0984472230845236E-2,0,0,0,0,0,0]
[2022,97,{"$f":"IF(LOADPROFILE=0.1,Results_10PoE!C704,IF(LOADPROFILE=0.5,Results_50PoE!C704,\"Invalid Load Profile %\"))","v":0},82.994318181818187,55.32954545454546,27.66477272727273,0,0,79.133509386705271,0,0,0,0,0,1.3017717632456304E-2,1.7650451299781344E-3,3.4670448547209451E-5,false,1.0984472230845236E-2,0,0,0,0,0,0]
[2022,98,{"$f":"IF(LOADPROFILE=0.1,Results_10PoE!C705,IF(LOADPROFILE=0.5,Results_50PoE!C705,\"Invalid Load Profile %\"))","v":0},82.994318181818187,55.32954545454546,27.66477272727273,0,0,80.133509386705271,0,0,0,0,0,1.3017717632456304E-2,1.7650451299781344E-3,3.4670448547209451E-5,false,1.0984472230845236E-2,0,0,0,0,0,0]
[2022,99,{"$f":"IF(LOADPROFILE=0.1,Results_10PoE!C706,IF(LOADPROFILE=0.5,Results_50PoE!C706,\"Invalid Load Profile %\"))","v":0},82.994318181818187,55.32954545454546,27.66477272727273,0,0,81.133509386705271,0,0,0,0,0,1.3017717632456304E-2,1.7650451299781344E-3,3.4670448547209451E-5,false,1.0984472230845236E-2,0,0,0,0,0,0]
[2022,100,{"$f":"IF(LOADPROFILE=0.1,Results_10PoE!C707,IF(LOADPROFILE=0.5,Results_50PoE!C707,\"Invalid Load Profile %\"))","v":0},82.994318181818187,55.32954545454546,27.66477272727273,0,0,82.133509386705271,0,0,0,0,0,1.3017717632456304E-2,1.7650451299781344E-3,3.4670448547209451E-5,false,1.0984472230845236E-2,0,0,0,0,0,0]
[2022,101,{"$f":"IF(LOADPROFILE=0.1,Results_10PoE!C708,IF(LOADPROFILE=0.5,Results_50PoE!C708,\"Invalid Load Profile %\"))","v":0},82.994318181818187,55.32954545454546,27.66477272727273,0,0,83.133509386705271,0,0,0,0,0,1.3017717632456304E-2,1.7650451299781344E-3,3.4670448547209451E-5,false,1.0984472230845236E-2,0,0,0,0,0,0]
[2022,102,{"$f":"IF(LOADPROFILE=0.1,Results_10PoE!C709,IF(LOADPROFILE=0.5,Results_50PoE!C709,\"Invalid Load Profile %\"))","v":0},82.994318181818187,55.32954545454546,27.66477272727273,0,0,84.133509386705271,0,0,0,0,0,1.3017717632456304E-2,1.7650451299781344E-3,3.4670448547209451E-5,false,1.0984472230845236E-2,0,0,0,0,0,0]
[2022,103,{"$f":"IF(LOADPROFILE=0.1,Results_10PoE!C710,IF(LOADPROFILE=0.5,Results_50PoE!C710,\"Invalid Load Profile %\"))","v":0},82.994318181818187,55.32954545454546,27.66477272727273,0,0,85.133509386705271,0,0,0,0,0,1.3017717632456304E-2,1.7650451299781344E-3,3.4670448547209451E-5,false,1.0984472230845236E-2,0,0,0,0,0,0]
[2022,104,{"$f":"IF(LOADPROFILE=0.1,Results_10PoE!C711,IF(LOADPROFILE=0.5,Results_50PoE!C711,\"Invalid Load Profile %\"))","v":0},82.994318181818187,55.32954545454546,27.66477272727273,0,0,86.133509386705271,0,0,0,0,0,1.3017717632456304E-2,1.7650451299781344E-3,3.4670448547209451E-5,false,1.0984472230845236E-2,0,0,0,0,0,0]
[2022,105,{"$f":"IF(LOADPROFILE=0.1,Results_10PoE!C712,IF(LOADPROFILE=0.5,Results_50PoE!C712,\"Invalid Load Profile %\"))","v":0},82.994318181818187,55.32954545454546,27.66477272727273,0,0,87.133509386705271,0,0,0,0,0,1.3017717632456304E-2,1.7650451299781344E-3,3.4670448547209451E-5,false,1.0984472230845236E-2,0,0,0,0,0,0]
[2022,106,{"$f":"IF(LOADPROFILE=0.1,Results_10PoE!C713,IF(LOADPROFILE=0.5,Results_50PoE!C713,\"Invalid Load Profile %\"))","v":0},{"$f":"VLOOKUP($A742,$Q$4:$AB$26,6,FALSE)","v":82.994318181818187},{"$f":"VLOOKUP($A742,$Q$4:$AB$26,7,FALSE)","v":55.32954545454546},{"$f":"VLOOKUP($A742,$Q$4:$AB$26,9,FALSE)","v":27.66477272727273},{"$f":"VLOOKUP($A742,$Q$4:$AB$26,10,FALSE)","v":0},{"$f":"VLOOKUP($A742,$Q$4:$AB$26,11,FALSE)","v":0},{"$f":"IF(B742-VLOOKUP(A742,$Q$4:$AB$26,12,FALSE)<0,0,B742-VLOOKUP(A742,$Q$4:$AB$26,12,FALSE))","v":88.133509386705271},{"$f":"IF(B742=150,0,IF(IF($I742>D742,($I742-D742)*($C742-$C743),0)<0,0,IF($I742>D742,($I742-D742)*($C742-$C743),0)))*$Y$30","v":0},{"$f":"IF(C742=150,0,IF(IF($I742>E742,($I742-E742)*($C742-$C743),0)<0,0,IF($I742>E742,($I742-E742)*($C742-$C743),0)))*$Y$30","v":0},{"$f":"IF(D742=150,0,IF(IF($I742>F742,($I742-F742)*($C742-$C743),0)<0,0,IF($I742>F742,($I742-F742)*($C742-$C743),0)))*$Y$30","v":0},{"$f":"IF(E742=150,0,IF(IF($I742>G742,($I742-G742)*($C742-$C743),0)<0,0,IF($I742>G742,($I742-G742)*($C742-$C743),0)))*$Y$30","v":0},{"$f":"IF(F742=150,0,IF(IF($I742>H742,($I742-H742)*($C742-$C743),0)<0,0,IF($I742>H742,($I742-H742)*($C742-$C743),0)))*$Y$30","v":0},{"$f":"VLOOKUP($A742, $Q$4:$BB$26,33,FALSE)","v":1.3017717632456304E-2},{"$f":"VLOOKUP($A742, $Q$4:$BB$26,34,FALSE)","v":1.7650451299781344E-3},{"$f":"VLOOKUP($A742, $Q$4:$BB$26,35,FALSE)","v":3.4670448547209451E-5},{"$f":"VLOOKUP($A742, $Q$4:$BB$26,36,FALSE)","v":false},{"$f":"VLOOKUP($A742, $Q$4:$BB$26,37,FALSE)","v":1.0984472230845236E-2},{"$f":"J742*1000*($S$34/365)","v":0},{"$f":"O742*K742*1000*($T$34/365)","v":0},{"$f":"P742*L742*1000*($U$34/365)","v":0},{"$f":"Q742*M742*1000*($V$34/365)","v":0},{"$f":"R742*N742*1000*($W$34/365)","v":0},{"$f":"S742*K742*1000*($X$34/365)","v":0}]
[2022,107,{"$f":"IF(LOADPROFILE=0.1,Results_10PoE!C714,IF(LOADPROFILE=0.5,Results_50PoE!C714,\"Invalid Load Profile %\"))","v":0},82.994318181818187,55.32954545454546,27.66477272727273,0,0,89.133509386705271,0,0,0,0,0,1.3017717632456304E-2,1.7650451299781344E-3,3.4670448547209451E-5,false,1.0984472230845236E-2,0,0,0,0,0,0]
[2022,108,{"$f":"IF(LOADPROFILE=0.1,Results_10PoE!C715,IF(LOADPROFILE=0.5,Results_50PoE!C715,\"Invalid Load Profile %\"))","v":0},82.994318181818187,55.32954545454546,27.66477272727273,0,0,90.133509386705271,0,0,0,0,0,1.3017717632456304E-2,1.7650451299781344E-3,3.4670448547209451E-5,false,1.0984472230845236E-2,0,0,0,0,0,0]
[2022,109,{"$f":"IF(LOADPROFILE=0.1,Results_10PoE!C716,IF(LOADPROFILE=0.5,Results_50PoE!C716,\"Invalid Load Profile %\"))","v":0},82.994318181818187,55.32954545454546,27.66477272727273,0,0,91.133509386705271,0,0,0,0,0,1.3017717632456304E-2,1.7650451299781344E-3,3.4670448547209451E-5,false,1.0984472230845236E-2,0,0,0,0,0,0]
[2022,110,{"$f":"IF(LOADPROFILE=0.1,Results_10PoE!C717,IF(LOADPROFILE=0.5,Results_50PoE!C717,\"Invalid Load Profile %\"))","v":0},82.994318181818187,55.32954545454546,27.66477272727273,0,0,92.133509386705271,0,0,0,0,0,1.3017717632456304E-2,1.7650451299781344E-3,3.4670448547209451E-5,false,1.0984472230845236E-2,0,0,0,0,0,0]
[2022,111,{"$f":"IF(LOADPROFILE=0.1,Results_10PoE!C718,IF(LOADPROFILE=0.5,Results_50PoE!C718,\"Invalid Load Profile %\"))","v":0},82.994318181818187,55.32954545454546,27.66477272727273,0,0,93.133509386705271,0,0,0,0,0,1.3017717632456304E-2,1.7650451299781344E-3,3.4670448547209451E-5,false,1.0984472230845236E-2,0,0,0,0,0,0]
[2022,112,{"$f":"IF(LOADPROFILE=0.1,Results_10PoE!C719,IF(LOADPROFILE=0.5,Results_50PoE!C719,\"Invalid Load Profile %\"))","v":0},82.994318181818187,55.32954545454546,27.66477272727273,0,0,94.133509386705271,0,0,0,0,0,1.3017717632456304E-2,1.7650451299781344E-3,3.4670448547209451E-5,false,1.0984472230845236E-2,0,0,0,0,0,0]
[2022,113,{"$f":"IF(LOADPROFILE=0.1,Results_10PoE!C720,IF(LOADPROFILE=0.5,Results_50PoE!C720,\"Invalid Load Profile %\"))","v":0},82.994318181818187,55.32954545454546,27.66477272727273,0,0,95.133509386705271,0,0,0,0,0,1.3017717632456304E-2,1.7650451299781344E-3,3.4670448547209451E-5,false,1.0984472230845236E-2,0,0,0,0,0,0]
[2022,114,{"$f":"IF(LOADPROFILE=0.1,Results_10PoE!C721,IF(LOADPROFILE=0.5,Results_50PoE!C721,\"Invalid Load Profile %\"))","v":0},82.994318181818187,55.32954545454546,27.66477272727273,0,0,96.133509386705271,0,0,0,0,0,1.3017717632456304E-2,1.7650451299781344E-3,3.4670448547209451E-5,false,1.0984472230845236E-2,0,0,0,0,0,0]
[2022,115,{"$f":"IF(LOADPROFILE=0.1,Results_10PoE!C722,IF(LOADPROFILE=0.5,Results_50PoE!C722,\"Invalid Load Profile %\"))","v":0},82.994318181818187,55.32954545454546,27.66477272727273,0,0,97.133509386705271,0,0,0,0,0,1.3017717632456304E-2,1.7650451299781344E-3,3.4670448547209451E-5,false,1.0984472230845236E-2,0,0,0,0,0,0]
[2022,116,{"$f":"IF(LOADPROFILE=0.1,Results_10PoE!C723,IF(LOADPROFILE=0.5,Results_50PoE!C723,\"Invalid Load Profile %\"))","v":0},82.994318181818187,55.32954545454546,27.66477272727273,0,0,98.133509386705271,0,0,0,0,0,1.3017717632456304E-2,1.7650451299781344E-3,3.4670448547209451E-5,false,1.0984472230845236E-2,0,0,0,0,0,0]
[2022,117,{"$f":"IF(LOADPROFILE=0.1,Results_10PoE!C724,IF(LOADPROFILE=0.5,Results_50PoE!C724,\"Invalid Load Profile %\"))","v":0},82.994318181818187,55.32954545454546,27.66477272727273,0,0,99.133509386705271,0,0,0,0,0,1.3017717632456304E-2,1.7650451299781344E-3,3.4670448547209451E-5,false,1.0984472230845236E-2,0,0,0,0,0,0]
[2022,118,{"$f":"IF(LOADPROFILE=0.1,Results_10PoE!C725,IF(LOADPROFILE=0.5,Results_50PoE!C725,\"Invalid Load Profile %\"))","v":0},82.994318181818187,55.32954545454546,27.66477272727273,0,0,100.13350938670527,0,0,0,0,0,1.3017717632456304E-2,1.7650451299781344E-3,3.4670448547209451E-5,false,1.0984472230845236E-2,0,0,0,0,0,0]
[2022,119,{"$f":"IF(LOADPROFILE=0.1,Results_10PoE!C726,IF(LOADPROFILE=0.5,Results_50PoE!C726,\"Invalid Load Profile %\"))","v":0},82.994318181818187,55.32954545454546,27.66477272727273,0,0,101.13350938670527,0,0,0,0,0,1.3017717632456304E-2,1.7650451299781344E-3,3.4670448547209451E-5,false,1.0984472230845236E-2,0,0,0,0,0,0]
[2022,120,{"$f":"IF(LOADPROFILE=0.1,Results_10PoE!C727,IF(LOADPROFILE=0.5,Results_50PoE!C727,\"Invalid Load Profile %\"))","v":0},82.994318181818187,55.32954545454546,27.66477272727273,0,0,102.13350938670527,0,0,0,0,0,1.3017717632456304E-2,1.7650451299781344E-3,3.4670448547209451E-5,false,1.0984472230845236E-2,0,0,0,0,0,0]
[2022,121,{"$f":"IF(LOADPROFILE=0.1,Results_10PoE!C728,IF(LOADPROFILE=0.5,Results_50PoE!C728,\"Invalid Load Profile %\"))","v":0},82.994318181818187,55.32954545454546,27.66477272727273,0,0,103.13350938670527,0,0,0,0,0,1.3017717632456304E-2,1.7650451299781344E-3,3.4670448547209451E-5,false,1.0984472230845236E-2,0,0,0,0,0,0]
[2022,122,{"$f":"IF(LOADPROFILE=0.1,Results_10PoE!C729,IF(LOADPROFILE=0.5,Results_50PoE!C729,\"Invalid Load Profile %\"))","v":0},82.994318181818187,55.32954545454546,27.66477272727273,0,0,104.13350938670527,0,0,0,0,0,1.3017717632456304E-2,1.7650451299781344E-3,3.4670448547209451E-5,false,1.0984472230845236E-2,0,0,0,0,0,0]
[2022,123,{"$f":"IF(LOADPROFILE=0.1,Results_10PoE!C730,IF(LOADPROFILE=0.5,Results_50PoE!C730,\"Invalid Load Profile %\"))","v":0},82.994318181818187,55.32954545454546,27.66477272727273,0,0,105.13350938670527,0,0,0,0,0,1.3017717632456304E-2,1.7650451299781344E-3,3.4670448547209451E-5,false,1.0984472230845236E-2,0,0,0,0,0,0]
[2022,124,{"$f":"IF(LOADPROFILE=0.1,Results_10PoE!C731,IF(LOADPROFILE=0.5,Results_50PoE!C731,\"Invalid Load Profile %\"))","v":0},82.994318181818187,55.32954545454546,27.66477272727273,0,0,106.13350938670527,0,0,0,0,0,1.3017717632456304E-2,1.7650451299781344E-3,3.4670448547209451E-5,false,1.0984472230845236E-2,0,0,0,0,0,0]
[2022,125,{"$f":"IF(LOADPROFILE=0.1,Results_10PoE!C732,IF(LOADPROFILE=0.5,Results_50PoE!C732,\"Invalid Load Profile %\"))","v":0},82.994318181818187,55.32954545454546,27.66477272727273,0,0,107.13350938670527,0,0,0,0,0,1.3017717632456304E-2,1.7650451299781344E-3,3.4670448547209451E-5,false,1.0984472230845236E-2,0,0,0,0,0,0]
[2022,126,{"$f":"IF(LOADPROFILE=0.1,Results_10PoE!C733,IF(LOADPROFILE=0.5,Results_50PoE!C733,\"Invalid Load Profile %\"))","v":0},82.994318181818187,55.32954545454546,27.66477272727273,0,0,108.13350938670527,0,0,0,0,0,1.3017717632456304E-2,1.7650451299781344E-3,3.4670448547209451E-5,false,1.0984472230845236E-2,0,0,0,0,0,0]
[2022,127,{"$f":"IF(LOADPROFILE=0.1,Results_10PoE!C734,IF(LOADPROFILE=0.5,Results_50PoE!C734,\"Invalid Load Profile %\"))","v":0},82.994318181818187,55.32954545454546,27.66477272727273,0,0,109.13350938670527,0,0,0,0,0,1.3017717632456304E-2,1.7650451299781344E-3,3.4670448547209451E-5,false,1.0984472230845236E-2,0,0,0,0,0,0]
[2022,128,{"$f":"IF(LOADPROFILE=0.1,Results_10PoE!C735,IF(LOADPROFILE=0.5,Results_50PoE!C735,\"Invalid Load Profile %\"))","v":0},82.994318181818187,55.32954545454546,27.66477272727273,0,0,110.13350938670527,0,0,0,0,0,1.3017717632456304E-2,1.7650451299781344E-3,3.4670448547209451E-5,false,1.0984472230845236E-2,0,0,0,0,0,0]
[2022,129,{"$f":"IF(LOADPROFILE=0.1,Results_10PoE!C736,IF(LOADPROFILE=0.5,Results_50PoE!C736,\"Invalid Load Profile %\"))","v":0},82.994318181818187,55.32954545454546,27.66477272727273,0,0,111.13350938670527,0,0,0,0,0,1.3017717632456304E-2,1.7650451299781344E-3,3.4670448547209451E-5,false,1.0984472230845236E-2,0,0,0,0,0,0]
[2022,130,{"$f":"IF(LOADPROFILE=0.1,Results_10PoE!C737,IF(LOADPROFILE=0.5,Results_50PoE!C737,\"Invalid Load Profile %\"))","v":0},82.994318181818187,55.32954545454546,27.66477272727273,0,0,112.13350938670527,0,0,0,0,0,1.3017717632456304E-2,1.7650451299781344E-3,3.4670448547209451E-5,false,1.0984472230845236E-2,0,0,0,0,0,0]
[2022,131,{"$f":"IF(LOADPROFILE=0.1,Results_10PoE!C738,IF(LOADPROFILE=0.5,Results_50PoE!C738,\"Invalid Load Profile %\"))","v":0},82.994318181818187,55.32954545454546,27.66477272727273,0,0,113.13350938670527,0,0,0,0,0,1.3017717632456304E-2,1.7650451299781344E-3,3.4670448547209451E-5,false,1.0984472230845236E-2,0,0,0,0,0,0]
[2022,132,{"$f":"IF(LOADPROFILE=0.1,Results_10PoE!C739,IF(LOADPROFILE=0.5,Results_50PoE!C739,\"Invalid Load Profile %\"))","v":0},82.994318181818187,55.32954545454546,27.66477272727273,0,0,114.13350938670527,0,0,0,0,0,1.3017717632456304E-2,1.7650451299781344E-3,3.4670448547209451E-5,false,1.0984472230845236E-2,0,0,0,0,0,0]
[2022,133,{"$f":"IF(LOADPROFILE=0.1,Results_10PoE!C740,IF(LOADPROFILE=0.5,Results_50PoE!C740,\"Invalid Load Profile %\"))","v":0},82.994318181818187,55.32954545454546,27.66477272727273,0,0,115.13350938670527,0,0,0,0,0,1.3017717632456304E-2,1.7650451299781344E-3,3.4670448547209451E-5,false,1.0984472230845236E-2,0,0,0,0,0,0]
[2022,134,{"$f":"IF(LOADPROFILE=0.1,Results_10PoE!C741,IF(LOADPROFILE=0.5,Results_50PoE!C741,\"Invalid Load Profile %\"))","v":0},82.994318181818187,55.32954545454546,27.66477272727273,0,0,116.13350938670527,0,0,0,0,0,1.3017717632456304E-2,1.7650451299781344E-3,3.4670448547209451E-5,false,1.0984472230845236E-2,0,0,0,0,0,0]
[2022,135,{"$f":"IF(LOADPROFILE=0.1,Results_10PoE!C742,IF(LOADPROFILE=0.5,Results_50PoE!C742,\"Invalid Load Profile %\"))","v":0},82.994318181818187,55.32954545454546,27.66477272727273,0,0,117.13350938670527,0,0,0,0,0,1.3017717632456304E-2,1.7650451299781344E-3,3.4670448547209451E-5,false,1.0984472230845236E-2,0,0,0,0,0,0]
[2022,136,{"$f":"IF(LOADPROFILE=0.1,Results_10PoE!C743,IF(LOADPROFILE=0.5,Results_50PoE!C743,\"Invalid Load Profile %\"))","v":0},82.994318181818187,55.32954545454546,27.66477272727273,0,0,118.13350938670527,0,0,0,0,0,1.3017717632456304E-2,1.7650451299781344E-3,3.4670448547209451E-5,false,1.0984472230845236E-2,0,0,0,0,0,0]
[2022,137,{"$f":"IF(LOADPROFILE=0.1,Results_10PoE!C744,IF(LOADPROFILE=0.5,Results_50PoE!C744,\"Invalid Load Profile %\"))","v":0},82.994318181818187,55.32954545454546,27.66477272727273,0,0,119.13350938670527,0,0,0,0,0,1.3017717632456304E-2,1.7650451299781344E-3,3.4670448547209451E-5,false,1.0984472230845236E-2,0,0,0,0,0,0]
[2022,138,{"$f":"IF(LOADPROFILE=0.1,Results_10PoE!C745,IF(LOADPROFILE=0.5,Results_50PoE!C745,\"Invalid Load Profile %\"))","v":0},82.994318181818187,55.32954545454546,27.66477272727273,0,0,120.13350938670527,0,0,0,0,0,1.3017717632456304E-2,1.7650451299781344E-3,3.4670448547209451E-5,false,1.0984472230845236E-2,0,0,0,0,0,0]
[2022,139,{"$f":"IF(LOADPROFILE=0.1,Results_10PoE!C746,IF(LOADPROFILE=0.5,Results_50PoE!C746,\"Invalid Load Profile %\"))","v":0},82.994318181818187,55.32954545454546,27.66477272727273,0,0,121.13350938670527,0,0,0,0,0,1.3017717632456304E-2,1.7650451299781344E-3,3.4670448547209451E-5,false,1.0984472230845236E-2,0,0,0,0,0,0]
[2022,140,{"$f":"IF(LOADPROFILE=0.1,Results_10PoE!C747,IF(LOADPROFILE=0.5,Results_50PoE!C747,\"Invalid Load Profile %\"))","v":0},82.994318181818187,55.32954545454546,27.66477272727273,0,0,122.13350938670527,0,0,0,0,0,1.3017717632456304E-2,1.7650451299781344E-3,3.4670448547209451E-5,false,1.0984472230845236E-2,0,0,0,0,0,0]
[2022,141,{"$f":"IF(LOADPROFILE=0.1,Results_10PoE!C748,IF(LOADPROFILE=0.5,Results_50PoE!C748,\"Invalid Load Profile %\"))","v":0},82.994318181818187,55.32954545454546,27.66477272727273,0,0,123.13350938670527,0,0,0,0,0,1.3017717632456304E-2,1.7650451299781344E-3,3.4670448547209451E-5,false,1.0984472230845236E-2,0,0,0,0,0,0]
[2022,142,{"$f":"IF(LOADPROFILE=0.1,Results_10PoE!C749,IF(LOADPROFILE=0.5,Results_50PoE!C749,\"Invalid Load Profile %\"))","v":0},82.994318181818187,55.32954545454546,27.66477272727273,0,0,124.13350938670527,0,0,0,0,0,1.3017717632456304E-2,1.7650451299781344E-3,3.4670448547209451E-5,false,1.0984472230845236E-2,0,0,0,0,0,0]
[2022,143,{"$f":"IF(LOADPROFILE=0.1,Results_10PoE!C750,IF(LOADPROFILE=0.5,Results_50PoE!C750,\"Invalid Load Profile %\"))","v":0},82.994318181818187,55.32954545454546,27.66477272727273,0,0,125.13350938670527,0,0,0,0,0,1.3017717632456304E-2,1.7650451299781344E-3,3.4670448547209451E-5,false,1.0984472230845236E-2,0,0,0,0,0,0]
[2022,144,{"$f":"IF(LOADPROFILE=0.1,Results_10PoE!C751,IF(LOADPROFILE=0.5,Results_50PoE!C751,\"Invalid Load Profile %\"))","v":0},82.994318181818187,55.32954545454546,27.66477272727273,0,0,126.13350938670527,0,0,0,0,0,1.3017717632456304E-2,1.7650451299781344E-3,3.4670448547209451E-5,false,1.0984472230845236E-2,0,0,0,0,0,0]
[2022,145,{"$f":"IF(LOADPROFILE=0.1,Results_10PoE!C752,IF(LOADPROFILE=0.5,Results_50PoE!C752,\"Invalid Load Profile %\"))","v":0},82.994318181818187,55.32954545454546,27.66477272727273,0,0,127.13350938670527,0,0,0,0,0,1.3017717632456304E-2,1.7650451299781344E-3,3.4670448547209451E-5,false,1.0984472230845236E-2,0,0,0,0,0,0]
[2022,146,{"$f":"IF(LOADPROFILE=0.1,Results_10PoE!C753,IF(LOADPROFILE=0.5,Results_50PoE!C753,\"Invalid Load Profile %\"))","v":0},82.994318181818187,55.32954545454546,27.66477272727273,0,0,128.13350938670527,0,0,0,0,0,1.3017717632456304E-2,1.7650451299781344E-3,3.4670448547209451E-5,false,1.0984472230845236E-2,0,0,0,0,0,0]
[2022,147,{"$f":"IF(LOADPROFILE=0.1,Results_10PoE!C754,IF(LOADPROFILE=0.5,Results_50PoE!C754,\"Invalid Load Profile %\"))","v":0},82.994318181818187,55.32954545454546,27.66477272727273,0,0,129.13350938670527,0,0,0,0,0,1.3017717632456304E-2,1.7650451299781344E-3,3.4670448547209451E-5,false,1.0984472230845236E-2,0,0,0,0,0,0]
[2022,148,{"$f":"IF(LOADPROFILE=0.1,Results_10PoE!C755,IF(LOADPROFILE=0.5,Results_50PoE!C755,\"Invalid Load Profile %\"))","v":0},82.994318181818187,55.32954545454546,27.66477272727273,0,0,130.13350938670527,0,0,0,0,0,1.3017717632456304E-2,1.7650451299781344E-3,3.4670448547209451E-5,false,1.0984472230845236E-2,0,0,0,0,0,0]
[2022,149,{"$f":"IF(LOADPROFILE=0.1,Results_10PoE!C756,IF(LOADPROFILE=0.5,Results_50PoE!C756,\"Invalid Load Profile %\"))","v":0},82.994318181818187,55.32954545454546,27.66477272727273,0,0,131.13350938670527,0,0,0,0,0,1.3017717632456304E-2,1.7650451299781344E-3,3.4670448547209451E-5,false,1.0984472230845236E-2,0,0,0,0,0,0]
[2022,150,{"$f":"IF(LOADPROFILE=0.1,Results_10PoE!C757,IF(LOADPROFILE=0.5,Results_50PoE!C757,\"Invalid Load Profile %\"))","v":0},82.994318181818187,55.32954545454546,27.66477272727273,0,0,132.13350938670527,0,0,0,0,0,1.3017717632456304E-2,1.7650451299781344E-3,3.4670448547209451E-5,false,1.0984472230845236E-2,0,0,0,0,0,0]
[2023,1,{"$f":"IF(LOADPROFILE=0.1,Results_10PoE!C758,IF(LOADPROFILE=0.5,Results_50PoE!C758,\"Invalid Load Profile %\"))","v":8432},82.994318181818187,55.32954545454546,27.66477272727273,0,0,0,0,0,0,0,0,1.3922449295720457E-2,1.8908768624239015E-3,3.7562414134415133E-5,false,1.1462094424230327E-2,0,0,0,0,0,0]
[2023,2,{"$f":"IF(LOADPROFILE=0.1,Results_10PoE!C759,IF(LOADPROFILE=0.5,Results_50PoE!C759,\"Invalid Load Profile %\"))","v":8255},82.994318181818187,55.32954545454546,27.66477272727273,0,0,0,0,0,0,0,0,1.3922449295720457E-2,1.8908768624239015E-3,3.7562414134415133E-5,false,1.1462094424230327E-2,0,0,0,0,0,0]
[2023,3,{"$f":"IF(LOADPROFILE=0.1,Results_10PoE!C760,IF(LOADPROFILE=0.5,Results_50PoE!C760,\"Invalid Load Profile %\"))","v":8034},82.994318181818187,55.32954545454546,27.66477272727273,0,0,0,0,0,0,0,0,1.3922449295720457E-2,1.8908768624239015E-3,3.7562414134415133E-5,false,1.1462094424230327E-2,0,0,0,0,0,0]
[2023,4,{"$f":"IF(LOADPROFILE=0.1,Results_10PoE!C761,IF(LOADPROFILE=0.5,Results_50PoE!C761,\"Invalid Load Profile %\"))","v":7763},82.994318181818187,55.32954545454546,27.66477272727273,0,0,0,0,0,0,0,0,1.3922449295720457E-2,1.8908768624239015E-3,3.7562414134415133E-5,false,1.1462094424230327E-2,0,0,0,0,0,0]
[2023,5,{"$f":"IF(LOADPROFILE=0.1,Results_10PoE!C762,IF(LOADPROFILE=0.5,Results_50PoE!C762,\"Invalid Load Profile %\"))","v":7402},82.994318181818187,55.32954545454546,27.66477272727273,0,0,0,0,0,0,0,0,1.3922449295720457E-2,1.8908768624239015E-3,3.7562414134415133E-5,false,1.1462094424230327E-2,0,0,0,0,0,0]
[2023,6,{"$f":"IF(LOADPROFILE=0.1,Results_10PoE!C763,IF(LOADPROFILE=0.5,Results_50PoE!C763,\"Invalid Load Profile %\"))","v":6995},82.994318181818187,55.32954545454546,27.66477272727273,0,0,0,0,0,0,0,0,1.3922449295720457E-2,1.8908768624239015E-3,3.7562414134415133E-5,false,1.1462094424230327E-2,0,0,0,0,0,0]
[2023,7,{"$f":"IF(LOADPROFILE=0.1,Results_10PoE!C764,IF(LOADPROFILE=0.5,Results_50PoE!C764,\"Invalid Load Profile %\"))","v":6655},82.994318181818187,55.32954545454546,27.66477272727273,0,0,0,0,0,0,0,0,1.3922449295720457E-2,1.8908768624239015E-3,3.7562414134415133E-5,false,1.1462094424230327E-2,0,0,0,0,0,0]
[2023,8,{"$f":"IF(LOADPROFILE=0.1,Results_10PoE!C765,IF(LOADPROFILE=0.5,Results_50PoE!C765,\"Invalid Load Profile %\"))","v":6293},82.994318181818187,55.32954545454546,27.66477272727273,0,0,0,0,0,0,0,0,1.3922449295720457E-2,1.8908768624239015E-3,3.7562414134415133E-5,false,1.1462094424230327E-2,0,0,0,0,0,0]
[2023,9,{"$f":"IF(LOADPROFILE=0.1,Results_10PoE!C766,IF(LOADPROFILE=0.5,Results_50PoE!C766,\"Invalid Load Profile %\"))","v":5918},82.994318181818187,55.32954545454546,27.66477272727273,0,0,0,0,0,0,0,0,1.3922449295720457E-2,1.8908768624239015E-3,3.7562414134415133E-5,false,1.1462094424230327E-2,0,0,0,0,0,0]
[2023,10,{"$f":"IF(LOADPROFILE=0.1,Results_10PoE!C767,IF(LOADPROFILE=0.5,Results_50PoE!C767,\"Invalid Load Profile %\"))","v":5474},82.994318181818187,55.32954545454546,27.66477272727273,0,0,0,0,0,0,0,0,1.3922449295720457E-2,1.8908768624239015E-3,3.7562414134415133E-5,false,1.1462094424230327E-2,0,0,0,0,0,0]
[2023,11,{"$f":"IF(LOADPROFILE=0.1,Results_10PoE!C768,IF(LOADPROFILE=0.5,Results_50PoE!C768,\"Invalid Load Profile %\"))","v":5088},82.994318181818187,55.32954545454546,27.66477272727273,0,0,0,0,0,0,0,0,1.3922449295720457E-2,1.8908768624239015E-3,3.7562414134415133E-5,false,1.1462094424230327E-2,0,0,0,0,0,0]
[2023,12,{"$f":"IF(LOADPROFILE=0.1,Results_10PoE!C769,IF(LOADPROFILE=0.5,Results_50PoE!C769,\"Invalid Load Profile %\"))","v":4789},82.994318181818187,55.32954545454546,27.66477272727273,0,0,0,0,0,0,0,0,1.3922449295720457E-2,1.8908768624239015E-3,3.7562414134415133E-5,false,1.1462094424230327E-2,0,0,0,0,0,0]
[2023,13,{"$f":"IF(LOADPROFILE=0.1,Results_10PoE!C770,IF(LOADPROFILE=0.5,Results_50PoE!C770,\"Invalid Load Profile %\"))","v":4517},82.994318181818187,55.32954545454546,27.66477272727273,0,0,0,0,0,0,0,0,1.3922449295720457E-2,1.8908768624239015E-3,3.7562414134415133E-5,false,1.1462094424230327E-2,0,0,0,0,0,0]
[2023,14,{"$f":"IF(LOADPROFILE=0.1,Results_10PoE!C771,IF(LOADPROFILE=0.5,Results_50PoE!C771,\"Invalid Load Profile %\"))","v":4314},82.994318181818187,55.32954545454546,27.66477272727273,0,0,0,0,0,0,0,0,1.3922449295720457E-2,1.8908768624239015E-3,3.7562414134415133E-5,false,1.1462094424230327E-2,0,0,0,0,0,0]
[2023,15,{"$f":"IF(LOADPROFILE=0.1,Results_10PoE!C772,IF(LOADPROFILE=0.5,Results_50PoE!C772,\"Invalid Load Profile %\"))","v":4142},82.994318181818187,55.32954545454546,27.66477272727273,0,0,0,0,0,0,0,0,1.3922449295720457E-2,1.8908768624239015E-3,3.7562414134415133E-5,false,1.1462094424230327E-2,0,0,0,0,0,0]
[2023,16,{"$f":"IF(LOADPROFILE=0.1,Results_10PoE!C773,IF(LOADPROFILE=0.5,Results_50PoE!C773,\"Invalid Load Profile %\"))","v":3966},82.994318181818187,55.32954545454546,27.66477272727273,0,0,0,0,0,0,0,0,1.3922449295720457E-2,1.8908768624239015E-3,3.7562414134415133E-5,false,1.1462094424230327E-2,0,0,0,0,0,0]
[2023,17,{"$f":"IF(LOADPROFILE=0.1,Results_10PoE!C774,IF(LOADPROFILE=0.5,Results_50PoE!C774,\"Invalid Load Profile %\"))","v":3835},82.994318181818187,55.32954545454546,27.66477272727273,0,0,0,0,0,0,0,0,1.3922449295720457E-2,1.8908768624239015E-3,3.7562414134415133E-5,false,1.1462094424230327E-2,0,0,0,0,0,0]
[2023,18,{"$f":"IF(LOADPROFILE=0.1,Results_10PoE!C775,IF(LOADPROFILE=0.5,Results_50PoE!C775,\"Invalid Load Profile %\"))","v":3698},82.994318181818187,55.32954545454546,27.66477272727273,0,0,0.3304271923611779,0,0,0,47.191542204293945,47.191542204293945,1.3922449295720457E-2,1.8908768624239015E-3,3.7562414134415133E-5,false,1.1462094424230327E-2,0,0,0,0.55947061540032084,0,0]
[2023,19,{"$f":"IF(LOADPROFILE=0.1,Results_10PoE!C776,IF(LOADPROFILE=0.5,Results_50PoE!C776,\"Invalid Load Profile %\"))","v":3554},82.994318181818187,55.32954545454546,27.66477272727273,0,0,1.3304271923611779,0,0,0,197.92847098618213,197.92847098618213,1.3922449295720457E-2,1.8908768624239015E-3,3.7562414134415133E-5,false,1.1462094424230327E-2,0,0,0,2.3465044432857733,0,0]
[2023,20,{"$f":"IF(LOADPROFILE=0.1,Results_10PoE!C777,IF(LOADPROFILE=0.5,Results_50PoE!C777,\"Invalid Load Profile %\"))","v":3404},{"$f":"VLOOKUP($A806,$Q$4:$AB$26,6,FALSE)","v":82.994318181818187},{"$f":"VLOOKUP($A806,$Q$4:$AB$26,7,FALSE)","v":55.32954545454546},{"$f":"VLOOKUP($A806,$Q$4:$AB$26,9,FALSE)","v":27.66477272727273},{"$f":"VLOOKUP($A806,$Q$4:$AB$26,10,FALSE)","v":0},{"$f":"VLOOKUP($A806,$Q$4:$AB$26,11,FALSE)","v":0},{"$f":"IF(B806-VLOOKUP(A806,$Q$4:$AB$26,12,FALSE)<0,0,B806-VLOOKUP(A806,$Q$4:$AB$26,12,FALSE))","v":2.3304271923611779},{"$f":"IF(B806=150,0,IF(IF($I806>D806,($I806-D806)*($C806-$C807),0)<0,0,IF($I806>D806,($I806-D806)*($C806-$C807),0)))*$Y$30","v":0},{"$f":"IF(C806=150,0,IF(IF($I806>E806,($I806-E806)*($C806-$C807),0)<0,0,IF($I806>E806,($I806-E806)*($C806-$C807),0)))*$Y$30","v":0},{"$f":"IF(D806=150,0,IF(IF($I806>F806,($I806-F806)*($C806-$C807),0)<0,0,IF($I806>F806,($I806-F806)*($C806-$C807),0)))*$Y$30","v":0},{"$f":"IF(E806=150,0,IF(IF($I806>G806,($I806-G806)*($C806-$C807),0)<0,0,IF($I806>G806,($I806-G806)*($C806-$C807),0)))*$Y$30","v":328.20846761571499},{"$f":"IF(F806=150,0,IF(IF($I806>H806,($I806-H806)*($C806-$C807),0)<0,0,IF($I806>H806,($I806-H806)*($C806-$C807),0)))*$Y$30","v":328.20846761571499},{"$f":"VLOOKUP($A806, $Q$4:$BB$26,33,FALSE)","v":1.3922449295720457E-2},{"$f":"VLOOKUP($A806, $Q$4:$BB$26,34,FALSE)","v":1.8908768624239015E-3},{"$f":"VLOOKUP($A806, $Q$4:$BB$26,35,FALSE)","v":3.7562414134415133E-5},{"$f":"VLOOKUP($A806, $Q$4:$BB$26,36,FALSE)","v":false},{"$f":"VLOOKUP($A806, $Q$4:$BB$26,37,FALSE)","v":1.1462094424230327E-2},{"$f":"J806*1000*($S$34/365)","v":0},{"$f":"O806*K806*1000*($T$34/365)","v":0},{"$f":"P806*L806*1000*($U$34/365)","v":0},{"$f":"Q806*M806*1000*($V$34/365)","v":3.8910148891013039},{"$f":"R806*N806*1000*($W$34/365)","v":0},{"$f":"S806*K806*1000*($X$34/365)","v":0}]
[2023,21,{"$f":"IF(LOADPROFILE=0.1,Results_10PoE!C778,IF(LOADPROFILE=0.5,Results_50PoE!C778,\"Invalid Load Profile %\"))","v":3262},82.994318181818187,55.32954545454546,27.66477272727273,0,0,3.3304271923611779,0,0,0,445.92273002964066,445.92273002964066,1.3922449295720457E-2,1.8908768624239015E-3,3.7562414134415133E-5,false,1.1462094424230327E-2,0,0,0,5.2865545929959881,0,0]
[2023,22,{"$f":"IF(LOADPROFILE=0.1,Results_10PoE!C779,IF(LOADPROFILE=0.5,Results_50PoE!C779,\"Invalid Load Profile %\"))","v":3127},82.994318181818187,55.32954545454546,27.66477272727273,0,0,4.3304271923611779,0,0,0,545.45679965767579,545.45679965767579,1.3922449295720457E-2,1.8908768624239015E-3,3.7562414134415133E-5,false,1.1462094424230327E-2,0,0,0,6.4665623780144719,0,0]
[2023,23,{"$f":"IF(LOADPROFILE=0.1,Results_10PoE!C780,IF(LOADPROFILE=0.5,Results_50PoE!C780,\"Invalid Load Profile %\"))","v":3000},82.994318181818187,55.32954545454546,27.66477272727273,0,0,5.3304271923611779,0,0,0,771.86397097089434,771.86397097089434,1.3922449295720457E-2,1.8908768624239015E-3,3.7562414134415133E-5,false,1.1462094424230327E-2,0,0,0,9.1506907948672431,0,0]
[2023,24,{"$f":"IF(LOADPROFILE=0.1,Results_10PoE!C781,IF(LOADPROFILE=0.5,Results_50PoE!C781,\"Invalid Load Profile %\"))","v":2854},82.994318181818187,55.32954545454546,27.66477272727273,0,0,6.3304271923611779,0,0,0,1010.8455234672865,1010.8455234672865,1.3922449295720457E-2,1.8908768624239015E-3,3.7562414134415133E-5,false,1.1462094424230327E-2,0,0,0,11.983892466168312,0,0]
[2023,25,{"$f":"IF(LOADPROFILE=0.1,Results_10PoE!C782,IF(LOADPROFILE=0.5,Results_50PoE!C782,\"Invalid Load Profile %\"))","v":2693},82.994318181818187,55.32954545454546,27.66477272727273,0,0,7.3304271923611779,0,0,0,1025.1190286388517,1025.1190286388517,1.3922449295720457E-2,1.8908768624239015E-3,3.7562414134415133E-5,false,1.1462094424230327E-2,0,0,0,12.153109371343508,0,0]
[2023,26,{"$f":"IF(LOADPROFILE=0.1,Results_10PoE!C783,IF(LOADPROFILE=0.5,Results_50PoE!C783,\"Invalid Load Profile %\"))","v":2552},82.994318181818187,55.32954545454546,27.66477272727273,0,0,8.3304271923611779,0,0,0,1090.6040399318363,1090.6040399318363,1.3922449295720457E-2,1.8908768624239015E-3,3.7562414134415133E-5,false,1.1462094424230327E-2,0,0,0,12.929454831913121,0,0]
[2023,27,{"$f":"IF(LOADPROFILE=0.1,Results_10PoE!C784,IF(LOADPROFILE=0.5,Results_50PoE!C784,\"Invalid Load Profile %\"))","v":2420},82.994318181818187,55.32954545454546,27.66477272727273,0,0,9.3304271923611779,0,0,0,1619.4422850353883,1619.4422850353883,1.3922449295720457E-2,1.8908768624239015E-3,3.7562414134415133E-5,false,1.1462094424230327E-2,0,0,0,19.198999004775288,0,0]
[2023,28,{"$f":"IF(LOADPROFILE=0.1,Results_10PoE!C785,IF(LOADPROFILE=0.5,Results_50PoE!C785,\"Invalid Load Profile %\"))","v":2245},82.994318181818187,55.32954545454546,27.66477272727273,0,0,10.330427192361178,0,0,0,1793.0080019793268,1793.0080019793268,1.3922449295720457E-2,1.8908768624239015E-3,3.7562414134415133E-5,false,1.1462094424230327E-2,0,0,0,21.256675315726351,0,0]
[2023,29,{"$f":"IF(LOADPROFILE=0.1,Results_10PoE!C786,IF(LOADPROFILE=0.5,Results_50PoE!C786,\"Invalid Load Profile %\"))","v":2070},82.994318181818187,55.32954545454546,27.66477272727273,0,0,11.330427192361178,0,0,0,2067.7117958964618,2067.7117958964618,1.3922449295720457E-2,1.8908768624239015E-3,3.7562414134415133E-5,false,1.1462094424230327E-2,0,0,0,24.513375424620829,0,0]
[2023,30,{"$f":"IF(LOADPROFILE=0.1,Results_10PoE!C787,IF(LOADPROFILE=0.5,Results_50PoE!C787,\"Invalid Load Profile %\"))","v":1886},82.994318181818187,55.32954545454546,27.66477272727273,0,0,12.330427192361178,0,0,0,3216.3238379032837,3216.3238379032837,1.3922449295720457E-2,1.8908768624239015E-3,3.7562414134415133E-5,false,1.1462094424230327E-2,0,0,0,38.130533414835959,0,0]
[2023,31,{"$f":"IF(LOADPROFILE=0.1,Results_10PoE!C788,IF(LOADPROFILE=0.5,Results_50PoE!C788,\"Invalid Load Profile %\"))","v":1623},82.994318181818187,55.32954545454546,27.66477272727273,0,0,13.330427192361178,0,0,0,3397.841281556935,3397.841281556935,1.3922449295720457E-2,1.8908768624239015E-3,3.7562414134415133E-5,false,1.1462094424230327E-2,0,0,0,40.282479953628261,0,0]
[2023,32,{"$f":"IF(LOADPROFILE=0.1,Results_10PoE!C789,IF(LOADPROFILE=0.5,Results_50PoE!C789,\"Invalid Load Profile %\"))","v":1366},82.994318181818187,55.32954545454546,27.66477272727273,0,0,14.330427192361178,0,0,0,3539.0311232515155,3539.0311232515155,1.3922449295720457E-2,1.8908768624239015E-3,3.7562414134415133E-5,false,1.1462094424230327E-2,0,0,0,41.956330053275003,0,0]
[2023,33,{"$f":"IF(LOADPROFILE=0.1,Results_10PoE!C790,IF(LOADPROFILE=0.5,Results_50PoE!C790,\"Invalid Load Profile %\"))","v":1117},82.994318181818187,55.32954545454546,27.66477272727273,0,0,15.330427192361178,0,0,0,3497.099513947283,3497.099513947283,1.3922449295720457E-2,1.8908768624239015E-3,3.7562414134415133E-5,false,1.1462094424230327E-2,0,0,0,41.459217601204507,0,0]
[2023,34,{"$f":"IF(LOADPROFILE=0.1,Results_10PoE!C791,IF(LOADPROFILE=0.5,Results_50PoE!C791,\"Invalid Load Profile %\"))","v":887},82.994318181818187,55.32954545454546,27.66477272727273,0,0,16.330427192361178,0,0,0,2769.6159652739761,2769.6159652739761,1.3922449295720457E-2,1.8908768624239015E-3,3.7562414134415133E-5,false,1.1462094424230327E-2,0,0,0,32.834670708714299,0,0]
[2023,35,{"$f":"IF(LOADPROFILE=0.1,Results_10PoE!C792,IF(LOADPROFILE=0.5,Results_50PoE!C792,\"Invalid Load Profile %\"))","v":716},82.994318181818187,55.32954545454546,27.66477272727273,0,0,17.330427192361178,0,0,0,2492.3163599148575,2492.3163599148575,1.3922449295720457E-2,1.8908768624239015E-3,3.7562414134415133E-5,false,1.1462094424230327E-2,0,0,0,29.547196436546606,0,0]
[2023,36,{"$f":"IF(LOADPROFILE=0.1,Results_10PoE!C793,IF(LOADPROFILE=0.5,Results_50PoE!C793,\"Invalid Load Profile %\"))","v":571},82.994318181818187,55.32954545454546,27.66477272727273,0,0,18.330427192361178,0,0,0,2072.5419775915157,2072.5419775915157,1.3922449295720457E-2,1.8908768624239015E-3,3.7562414134415133E-5,false,1.1462094424230327E-2,0,0,0,24.570638751886737,0,0]
[2023,37,{"$f":"IF(LOADPROFILE=0.1,Results_10PoE!C794,IF(LOADPROFILE=0.5,Results_50PoE!C794,\"Invalid Load Profile %\"))","v":457},82.994318181818187,55.32954545454546,27.66477272727273,0,0,19.330427192361178,0,0,0,1687.1357256787435,1687.1357256787435,1.3922449295720457E-2,1.8908768624239015E-3,3.7562414134415133E-5,false,1.1462094424230327E-2,0,0,0,20.001526091755231,0,0]
[2023,38,{"$f":"IF(LOADPROFILE=0.1,Results_10PoE!C795,IF(LOADPROFILE=0.5,Results_50PoE!C795,\"Invalid Load Profile %\"))","v":369},82.994318181818187,55.32954545454546,27.66477272727273,0,0,20.330427192361178,0,0,0,1875.2334910968016,1875.2334910968016,1.3922449295720457E-2,1.8908768624239015E-3,3.7562414134415133E-5,false,1.1462094424230327E-2,0,0,0,22.231484420268824,0,0]
[2023,39,{"$f":"IF(LOADPROFILE=0.1,Results_10PoE!C796,IF(LOADPROFILE=0.5,Results_50PoE!C796,\"Invalid Load Profile %\"))","v":276},82.994318181818187,55.32954545454546,27.66477272727273,0,0,21.330427192361178,0,0,0,1777.0708264140726,1777.0708264140726,1.3922449295720457E-2,1.8908768624239015E-3,3.7562414134415133E-5,false,1.1462094424230327E-2,0,0,0,21.06773507337029,0,0]
[2023,40,{"$f":"IF(LOADPROFILE=0.1,Results_10PoE!C797,IF(LOADPROFILE=0.5,Results_50PoE!C797,\"Invalid Load Profile %\"))","v":192},82.994318181818187,55.32954545454546,27.66477272727273,0,0,22.330427192361178,0,0,0,1218.1075045249283,1218.1075045249283,1.3922449295720457E-2,1.8908768624239015E-3,3.7562414134415133E-5,false,1.1462094424230327E-2,0,0,0,14.44104861481517,0,0]
[2023,41,{"$f":"IF(LOADPROFILE=0.1,Results_10PoE!C798,IF(LOADPROFILE=0.5,Results_50PoE!C798,\"Invalid Load Profile %\"))","v":137},82.994318181818187,55.32954545454546,27.66477272727273,0,0,23.330427192361178,0,0,0,1318.9351563901721,1318.9351563901721,1.3922449295720457E-2,1.8908768624239015E-3,3.7562414134415133E-5,false,1.1462094424230327E-2,0,0,0,15.636392225206533,0,0]
[2023,42,{"$f":"IF(LOADPROFILE=0.1,Results_10PoE!C799,IF(LOADPROFILE=0.5,Results_50PoE!C799,\"Invalid Load Profile %\"))","v":80},82.994318181818187,55.32954545454546,27.66477272727273,0,0,24.330427192361178,0,0,0,916.97865993937012,916.97865993937012,1.3922449295720457E-2,1.8908768624239015E-3,3.7562414134415133E-5,false,1.1462094424230327E-2,0,0,0,10.871071196706113,0,0]
[2023,43,{"$f":"IF(LOADPROFILE=0.1,Results_10PoE!C800,IF(LOADPROFILE=0.5,Results_50PoE!C800,\"Invalid Load Profile %\"))","v":42},82.994318181818187,55.32954545454546,27.66477272727273,0,0,25.330427192361178,0,0,0,502.45642927296069,502.45642927296069,1.3922449295720457E-2,1.8908768624239015E-3,3.7562414134415133E-5,false,1.1462094424230327E-2,0,0,0,5.956779426284843,0,0]
[2023,44,{"$f":"IF(LOADPROFILE=0.1,Results_10PoE!C801,IF(LOADPROFILE=0.5,Results_50PoE!C801,\"Invalid Load Profile %\"))","v":22},82.994318181818187,55.32954545454546,27.66477272727273,0,0,26.330427192361178,0,0,0,235.03163004423487,235.03163004423487,1.3922449295720457E-2,1.8908768624239015E-3,3.7562414134415133E-5,false,1.1462094424230327E-2,0,0,0,2.786374094962806,0,0]
[2023,45,{"$f":"IF(LOADPROFILE=0.1,Results_10PoE!C802,IF(LOADPROFILE=0.5,Results_50PoE!C802,\"Invalid Load Profile %\"))","v":13},82.994318181818187,55.32954545454546,27.66477272727273,0,0,27.330427192361178,0,0,0,108.42571862917218,108.42571862917218,1.3922449295720457E-2,1.8908768624239015E-3,3.7562414134415133E-5,false,1.1462094424230327E-2,0,0,0,1.2854210880433032,0,0]
[2023,46,{"$f":"IF(LOADPROFILE=0.1,Results_10PoE!C803,IF(LOADPROFILE=0.5,Results_50PoE!C803,\"Invalid Load Profile %\"))","v":9},82.994318181818187,55.32954545454546,27.66477272727273,0,0,28.330427192361178,0,0,3.3009941277145822,140.49116877057776,140.49116877057776,1.3922449295720457E-2,1.8908768624239015E-3,3.7562414134415133E-5,false,1.1462094424230327E-2,0,0,2.4625078694502598,1.6655671117955879,0,0]
[2023,47,{"$f":"IF(LOADPROFILE=0.1,Results_10PoE!C804,IF(LOADPROFILE=0.5,Results_50PoE!C804,\"Invalid Load Profile %\"))","v":4},82.994318181818187,55.32954545454546,27.66477272727273,0,0,29.330427192361178,0,0,6.6080116894616916,116.36015140375224,116.36015140375224,1.3922449295720457E-2,1.8908768624239015E-3,3.7562414134415133E-5,false,1.1462094424230327E-2,0,0,4.9295091591043541,1.3794862908296377,0,0]
[2023,48,{"$f":"IF(LOADPROFILE=0.1,Results_10PoE!C805,IF(LOADPROFILE=0.5,Results_50PoE!C805,\"Invalid Load Profile %\"))","v":0},82.994318181818187,55.32954545454546,27.66477272727273,0,0,30.330427192361178,0,0,0,0,0,1.3922449295720457E-2,1.8908768624239015E-3,3.7562414134415133E-5,false,1.1462094424230327E-2,0,0,0,0,0,0]
[2023,49,{"$f":"IF(LOADPROFILE=0.1,Results_10PoE!C806,IF(LOADPROFILE=0.5,Results_50PoE!C806,\"Invalid Load Profile %\"))","v":0},82.994318181818187,55.32954545454546,27.66477272727273,0,0,31.330427192361178,0,0,0,0,0,1.3922449295720457E-2,1.8908768624239015E-3,3.7562414134415133E-5,false,1.1462094424230327E-2,0,0,0,0,0,0]
[2023,50,{"$f":"IF(LOADPROFILE=0.1,Results_10PoE!C807,IF(LOADPROFILE=0.5,Results_50PoE!C807,\"Invalid Load Profile %\"))","v":0},82.994318181818187,55.32954545454546,27.66477272727273,0,0,32.330427192361178,0,0,0,0,0,1.3922449295720457E-2,1.8908768624239015E-3,3.7562414134415133E-5,false,1.1462094424230327E-2,0,0,0,0,0,0]
[2023,51,{"$f":"IF(LOADPROFILE=0.1,Results_10PoE!C808,IF(LOADPROFILE=0.5,Results_50PoE!C808,\"Invalid Load Profile %\"))","v":0},82.994318181818187,55.32954545454546,27.66477272727273,0,0,33.330427192361178,0,0,0,0,0,1.3922449295720457E-2,1.8908768624239015E-3,3.7562414134415133E-5,false,1.1462094424230327E-2,0,0,0,0,0,0]
[2023,52,{"$f":"IF(LOADPROFILE=0.1,Results_10PoE!C809,IF(LOADPROFILE=0.5,Results_50PoE!C809,\"Invalid Load Profile %\"))","v":0},82.994318181818187,55.32954545454546,27.66477272727273,0,0,34.330427192361178,0,0,0,0,0,1.3922449295720457E-2,1.8908768624239015E-3,3.7562414134415133E-5,false,1.1462094424230327E-2,0,0,0,0,0,0]
[2023,53,{"$f":"IF(LOADPROFILE=0.1,Results_10PoE!C810,IF(LOADPROFILE=0.5,Results_50PoE!C810,\"Invalid Load Profile %\"))","v":0},82.994318181818187,55.32954545454546,27.66477272727273,0,0,35.330427192361178,0,0,0,0,0,1.3922449295720457E-2,1.8908768624239015E-3,3.7562414134415133E-5,false,1.1462094424230327E-2,0,0,0,0,0,0]
[2023,54,{"$f":"IF(LOADPROFILE=0.1,Results_10PoE!C811,IF(LOADPROFILE=0.5,Results_50PoE!C811,\"Invalid Load Profile %\"))","v":0},82.994318181818187,55.32954545454546,27.66477272727273,0,0,36.330427192361178,0,0,0,0,0,1.3922449295720457E-2,1.8908768624239015E-3,3.7562414134415133E-5,false,1.1462094424230327E-2,0,0,0,0,0,0]
[2023,55,{"$f":"IF(LOADPROFILE=0.1,Results_10PoE!C812,IF(LOADPROFILE=0.5,Results_50PoE!C812,\"Invalid Load Profile %\"))","v":0},82.994318181818187,55.32954545454546,27.66477272727273,0,0,37.330427192361178,0,0,0,0,0,1.3922449295720457E-2,1.8908768624239015E-3,3.7562414134415133E-5,false,1.1462094424230327E-2,0,0,0,0,0,0]
[2023,56,{"$f":"IF(LOADPROFILE=0.1,Results_10PoE!C813,IF(LOADPROFILE=0.5,Results_50PoE!C813,\"Invalid Load Profile %\"))","v":0},82.994318181818187,55.32954545454546,27.66477272727273,0,0,38.330427192361178,0,0,0,0,0,1.3922449295720457E-2,1.8908768624239015E-3,3.7562414134415133E-5,false,1.1462094424230327E-2,0,0,0,0,0,0]
[2023,57,{"$f":"IF(LOADPROFILE=0.1,Results_10PoE!C814,IF(LOADPROFILE=0.5,Results_50PoE!C814,\"Invalid Load Profile %\"))","v":0},82.994318181818187,55.32954545454546,27.66477272727273,0,0,39.330427192361178,0,0,0,0,0,1.3922449295720457E-2,1.8908768624239015E-3,3.7562414134415133E-5,false,1.1462094424230327E-2,0,0,0,0,0,0]
[2023,58,{"$f":"IF(LOADPROFILE=0.1,Results_10PoE!C815,IF(LOADPROFILE=0.5,Results_50PoE!C815,\"Invalid Load Profile %\"))","v":0},82.994318181818187,55.32954545454546,27.66477272727273,0,0,40.330427192361178,0,0,0,0,0,1.3922449295720457E-2,1.8908768624239015E-3,3.7562414134415133E-5,false,1.1462094424230327E-2,0,0,0,0,0,0]
[2023,59,{"$f":"IF(LOADPROFILE=0.1,Results_10PoE!C816,IF(LOADPROFILE=0.5,Results_50PoE!C816,\"Invalid Load Profile %\"))","v":0},82.994318181818187,55.32954545454546,27.66477272727273,0,0,41.330427192361178,0,0,0,0,0,1.3922449295720457E-2,1.8908768624239015E-3,3.7562414134415133E-5,false,1.1462094424230327E-2,0,0,0,0,0,0]
[2023,60,{"$f":"IF(LOADPROFILE=0.1,Results_10PoE!C817,IF(LOADPROFILE=0.5,Results_50PoE!C817,\"Invalid Load Profile %\"))","v":0},82.994318181818187,55.32954545454546,27.66477272727273,0,0,42.330427192361178,0,0,0,0,0,1.3922449295720457E-2,1.8908768624239015E-3,3.7562414134415133E-5,false,1.1462094424230327E-2,0,0,0,0,0,0]
[2023,61,{"$f":"IF(LOADPROFILE=0.1,Results_10PoE!C818,IF(LOADPROFILE=0.5,Results_50PoE!C818,\"Invalid Load Profile %\"))","v":0},82.994318181818187,55.32954545454546,27.66477272727273,0,0,43.330427192361178,0,0,0,0,0,1.3922449295720457E-2,1.8908768624239015E-3,3.7562414134415133E-5,false,1.1462094424230327E-2,0,0,0,0,0,0]
[2023,62,{"$f":"IF(LOADPROFILE=0.1,Results_10PoE!C819,IF(LOADPROFILE=0.5,Results_50PoE!C819,\"Invalid Load Profile %\"))","v":0},82.994318181818187,55.32954545454546,27.66477272727273,0,0,44.330427192361178,0,0,0,0,0,1.3922449295720457E-2,1.8908768624239015E-3,3.7562414134415133E-5,false,1.1462094424230327E-2,0,0,0,0,0,0]
[2023,63,{"$f":"IF(LOADPROFILE=0.1,Results_10PoE!C820,IF(LOADPROFILE=0.5,Results_50PoE!C820,\"Invalid Load Profile %\"))","v":0},82.994318181818187,55.32954545454546,27.66477272727273,0,0,45.330427192361178,0,0,0,0,0,1.3922449295720457E-2,1.8908768624239015E-3,3.7562414134415133E-5,false,1.1462094424230327E-2,0,0,0,0,0,0]
[2023,64,{"$f":"IF(LOADPROFILE=0.1,Results_10PoE!C821,IF(LOADPROFILE=0.5,Results_50PoE!C821,\"Invalid Load Profile %\"))","v":0},82.994318181818187,55.32954545454546,27.66477272727273,0,0,46.330427192361178,0,0,0,0,0,1.3922449295720457E-2,1.8908768624239015E-3,3.7562414134415133E-5,false,1.1462094424230327E-2,0,0,0,0,0,0]
[2023,65,{"$f":"IF(LOADPROFILE=0.1,Results_10PoE!C822,IF(LOADPROFILE=0.5,Results_50PoE!C822,\"Invalid Load Profile %\"))","v":0},82.994318181818187,55.32954545454546,27.66477272727273,0,0,47.330427192361178,0,0,0,0,0,1.3922449295720457E-2,1.8908768624239015E-3,3.7562414134415133E-5,false,1.1462094424230327E-2,0,0,0,0,0,0]
[2023,66,{"$f":"IF(LOADPROFILE=0.1,Results_10PoE!C823,IF(LOADPROFILE=0.5,Results_50PoE!C823,\"Invalid Load Profile %\"))","v":0},82.994318181818187,55.32954545454546,27.66477272727273,0,0,48.330427192361178,0,0,0,0,0,1.3922449295720457E-2,1.8908768624239015E-3,3.7562414134415133E-5,false,1.1462094424230327E-2,0,0,0,0,0,0]
[2023,67,{"$f":"IF(LOADPROFILE=0.1,Results_10PoE!C824,IF(LOADPROFILE=0.5,Results_50PoE!C824,\"Invalid Load Profile %\"))","v":0},82.994318181818187,55.32954545454546,27.66477272727273,0,0,49.330427192361178,0,0,0,0,0,1.3922449295720457E-2,1.8908768624239015E-3,3.7562414134415133E-5,false,1.1462094424230327E-2,0,0,0,0,0,0]
[2023,68,{"$f":"IF(LOADPROFILE=0.1,Results_10PoE!C825,IF(LOADPROFILE=0.5,Results_50PoE!C825,\"Invalid Load Profile %\"))","v":0},82.994318181818187,55.32954545454546,27.66477272727273,0,0,50.330427192361178,0,0,0,0,0,1.3922449295720457E-2,1.8908768624239015E-3,3.7562414134415133E-5,false,1.1462094424230327E-2,0,0,0,0,0,0]
[2023,69,{"$f":"IF(LOADPROFILE=0.1,Results_10PoE!C826,IF(LOADPROFILE=0.5,Results_50PoE!C826,\"Invalid Load Profile %\"))","v":0},82.994318181818187,55.32954545454546,27.66477272727273,0,0,51.330427192361178,0,0,0,0,0,1.3922449295720457E-2,1.8908768624239015E-3,3.7562414134415133E-5,false,1.1462094424230327E-2,0,0,0,0,0,0]
[2023,70,{"$f":"IF(LOADPROFILE=0.1,Results_10PoE!C827,IF(LOADPROFILE=0.5,Results_50PoE!C827,\"Invalid Load Profile %\"))","v":0},82.994318181818187,55.32954545454546,27.66477272727273,0,0,52.330427192361178,0,0,0,0,0,1.3922449295720457E-2,1.8908768624239015E-3,3.7562414134415133E-5,false,1.1462094424230327E-2,0,0,0,0,0,0]
[2023,71,{"$f":"IF(LOADPROFILE=0.1,Results_10PoE!C828,IF(LOADPROFILE=0.5,Results_50PoE!C828,\"Invalid Load Profile %\"))","v":0},82.994318181818187,55.32954545454546,27.66477272727273,0,0,53.330427192361178,0,0,0,0,0,1.3922449295720457E-2,1.8908768624239015E-3,3.7562414134415133E-5,false,1.1462094424230327E-2,0,0,0,0,0,0]
[2023,72,{"$f":"IF(LOADPROFILE=0.1,Results_10PoE!C829,IF(LOADPROFILE=0.5,Results_50PoE!C829,\"Invalid Load Profile %\"))","v":0},82.994318181818187,55.32954545454546,27.66477272727273,0,0,54.330427192361178,0,0,0,0,0,1.3922449295720457E-2,1.8908768624239015E-3,3.7562414134415133E-5,false,1.1462094424230327E-2,0,0,0,0,0,0]
[2023,73,{"$f":"IF(LOADPROFILE=0.1,Results_10PoE!C830,IF(LOADPROFILE=0.5,Results_50PoE!C830,\"Invalid Load Profile %\"))","v":0},82.994318181818187,55.32954545454546,27.66477272727273,0,0,55.330427192361178,0,0,0,0,0,1.3922449295720457E-2,1.8908768624239015E-3,3.7562414134415133E-5,false,1.1462094424230327E-2,0,0,0,0,0,0]
[2023,74,{"$f":"IF(LOADPROFILE=0.1,Results_10PoE!C831,IF(LOADPROFILE=0.5,Results_50PoE!C831,\"Invalid Load Profile %\"))","v":0},82.994318181818187,55.32954545454546,27.66477272727273,0,0,56.330427192361178,0,0,0,0,0,1.3922449295720457E-2,1.8908768624239015E-3,3.7562414134415133E-5,false,1.1462094424230327E-2,0,0,0,0,0,0]
[2023,75,{"$f":"IF(LOADPROFILE=0.1,Results_10PoE!C832,IF(LOADPROFILE=0.5,Results_50PoE!C832,\"Invalid Load Profile %\"))","v":0},82.994318181818187,55.32954545454546,27.66477272727273,0,0,57.330427192361178,0,0,0,0,0,1.3922449295720457E-2,1.8908768624239015E-3,3.7562414134415133E-5,false,1.1462094424230327E-2,0,0,0,0,0,0]
[2023,76,{"$f":"IF(LOADPROFILE=0.1,Results_10PoE!C833,IF(LOADPROFILE=0.5,Results_50PoE!C833,\"Invalid Load Profile %\"))","v":0},82.994318181818187,55.32954545454546,27.66477272727273,0,0,58.330427192361178,0,0,0,0,0,1.3922449295720457E-2,1.8908768624239015E-3,3.7562414134415133E-5,false,1.1462094424230327E-2,0,0,0,0,0,0]
[2023,77,{"$f":"IF(LOADPROFILE=0.1,Results_10PoE!C834,IF(LOADPROFILE=0.5,Results_50PoE!C834,\"Invalid Load Profile %\"))","v":0},82.994318181818187,55.32954545454546,27.66477272727273,0,0,59.330427192361178,0,0,0,0,0,1.3922449295720457E-2,1.8908768624239015E-3,3.7562414134415133E-5,false,1.1462094424230327E-2,0,0,0,0,0,0]
[2023,78,{"$f":"IF(LOADPROFILE=0.1,Results_10PoE!C835,IF(LOADPROFILE=0.5,Results_50PoE!C835,\"Invalid Load Profile %\"))","v":0},82.994318181818187,55.32954545454546,27.66477272727273,0,0,60.330427192361178,0,0,0,0,0,1.3922449295720457E-2,1.8908768624239015E-3,3.7562414134415133E-5,false,1.1462094424230327E-2,0,0,0,0,0,0]
[2023,79,{"$f":"IF(LOADPROFILE=0.1,Results_10PoE!C836,IF(LOADPROFILE=0.5,Results_50PoE!C836,\"Invalid Load Profile %\"))","v":0},82.994318181818187,55.32954545454546,27.66477272727273,0,0,61.330427192361178,0,0,0,0,0,1.3922449295720457E-2,1.8908768624239015E-3,3.7562414134415133E-5,false,1.1462094424230327E-2,0,0,0,0,0,0]
[2023,80,{"$f":"IF(LOADPROFILE=0.1,Results_10PoE!C837,IF(LOADPROFILE=0.5,Results_50PoE!C837,\"Invalid Load Profile %\"))","v":0},82.994318181818187,55.32954545454546,27.66477272727273,0,0,62.330427192361178,0,0,0,0,0,1.3922449295720457E-2,1.8908768624239015E-3,3.7562414134415133E-5,false,1.1462094424230327E-2,0,0,0,0,0,0]
[2023,81,{"$f":"IF(LOADPROFILE=0.1,Results_10PoE!C838,IF(LOADPROFILE=0.5,Results_50PoE!C838,\"Invalid Load Profile %\"))","v":0},82.994318181818187,55.32954545454546,27.66477272727273,0,0,63.330427192361178,0,0,0,0,0,1.3922449295720457E-2,1.8908768624239015E-3,3.7562414134415133E-5,false,1.1462094424230327E-2,0,0,0,0,0,0]
[2023,82,{"$f":"IF(LOADPROFILE=0.1,Results_10PoE!C839,IF(LOADPROFILE=0.5,Results_50PoE!C839,\"Invalid Load Profile %\"))","v":0},82.994318181818187,55.32954545454546,27.66477272727273,0,0,64.330427192361185,0,0,0,0,0,1.3922449295720457E-2,1.8908768624239015E-3,3.7562414134415133E-5,false,1.1462094424230327E-2,0,0,0,0,0,0]
[2023,83,{"$f":"IF(LOADPROFILE=0.1,Results_10PoE!C840,IF(LOADPROFILE=0.5,Results_50PoE!C840,\"Invalid Load Profile %\"))","v":0},82.994318181818187,55.32954545454546,27.66477272727273,0,0,65.330427192361185,0,0,0,0,0,1.3922449295720457E-2,1.8908768624239015E-3,3.7562414134415133E-5,false,1.1462094424230327E-2,0,0,0,0,0,0]
[2023,84,{"$f":"IF(LOADPROFILE=0.1,Results_10PoE!C841,IF(LOADPROFILE=0.5,Results_50PoE!C841,\"Invalid Load Profile %\"))","v":0},{"$f":"VLOOKUP($A870,$Q$4:$AB$26,6,FALSE)","v":82.994318181818187},{"$f":"VLOOKUP($A870,$Q$4:$AB$26,7,FALSE)","v":55.32954545454546},{"$f":"VLOOKUP($A870,$Q$4:$AB$26,9,FALSE)","v":27.66477272727273},{"$f":"VLOOKUP($A870,$Q$4:$AB$26,10,FALSE)","v":0},{"$f":"VLOOKUP($A870,$Q$4:$AB$26,11,FALSE)","v":0},{"$f":"IF(B870-VLOOKUP(A870,$Q$4:$AB$26,12,FALSE)<0,0,B870-VLOOKUP(A870,$Q$4:$AB$26,12,FALSE))","v":66.330427192361185},{"$f":"IF(B870=150,0,IF(IF($I870>D870,($I870-D870)*($C870-$C871),0)<0,0,IF($I870>D870,($I870-D870)*($C870-$C871),0)))*$Y$30","v":0},{"$f":"IF(C870=150,0,IF(IF($I870>E870,($I870-E870)*($C870-$C871),0)<0,0,IF($I870>E870,($I870-E870)*($C870-$C871),0)))*$Y$30","v":0},{"$f":"IF(D870=150,0,IF(IF($I870>F870,($I870-F870)*($C870-$C871),0)<0,0,IF($I870>F870,($I870-F870)*($C870-$C871),0)))*$Y$30","v":0},{"$f":"IF(E870=150,0,IF(IF($I870>G870,($I870-G870)*($C870-$C871),0)<0,0,IF($I870>G870,($I870-G870)*($C870-$C871),0)))*$Y$30","v":0},{"$f":"IF(F870=150,0,IF(IF($I870>H870,($I870-H870)*($C870-$C871),0)<0,0,IF($I870>H870,($I870-H870)*($C870-$C871),0)))*$Y$30","v":0},{"$f":"VLOOKUP($A870, $Q$4:$BB$26,33,FALSE)","v":1.3922449295720457E-2},{"$f":"VLOOKUP($A870, $Q$4:$BB$26,34,FALSE)","v":1.8908768624239015E-3},{"$f":"VLOOKUP($A870, $Q$4:$BB$26,35,FALSE)","v":3.7562414134415133E-5},{"$f":"VLOOKUP($A870, $Q$4:$BB$26,36,FALSE)","v":false},{"$f":"VLOOKUP($A870, $Q$4:$BB$26,37,FALSE)","v":1.1462094424230327E-2},{"$f":"J870*1000*($S$34/365)","v":0},{"$f":"O870*K870*1000*($T$34/365)","v":0},{"$f":"P870*L870*1000*($U$34/365)","v":0},{"$f":"Q870*M870*1000*($V$34/365)","v":0},{"$f":"R870*N870*1000*($W$34/365)","v":0},{"$f":"S870*K870*1000*($X$34/365)","v":0}]
[2023,85,{"$f":"IF(LOADPROFILE=0.1,Results_10PoE!C842,IF(LOADPROFILE=0.5,Results_50PoE!C842,\"Invalid Load Profile %\"))","v":0},82.994318181818187,55.32954545454546,27.66477272727273,0,0,67.330427192361185,0,0,0,0,0,1.3922449295720457E-2,1.8908768624239015E-3,3.7562414134415133E-5,false,1.1462094424230327E-2,0,0,0,0,0,0]
[2023,86,{"$f":"IF(LOADPROFILE=0.1,Results_10PoE!C843,IF(LOADPROFILE=0.5,Results_50PoE!C843,\"Invalid Load Profile %\"))","v":0},82.994318181818187,55.32954545454546,27.66477272727273,0,0,68.330427192361185,0,0,0,0,0,1.3922449295720457E-2,1.8908768624239015E-3,3.7562414134415133E-5,false,1.1462094424230327E-2,0,0,0,0,0,0]
[2023,87,{"$f":"IF(LOADPROFILE=0.1,Results_10PoE!C844,IF(LOADPROFILE=0.5,Results_50PoE!C844,\"Invalid Load Profile %\"))","v":0},82.994318181818187,55.32954545454546,27.66477272727273,0,0,69.330427192361185,0,0,0,0,0,1.3922449295720457E-2,1.8908768624239015E-3,3.7562414134415133E-5,false,1.1462094424230327E-2,0,0,0,0,0,0]
[2023,88,{"$f":"IF(LOADPROFILE=0.1,Results_10PoE!C845,IF(LOADPROFILE=0.5,Results_50PoE!C845,\"Invalid Load Profile %\"))","v":0},82.994318181818187,55.32954545454546,27.66477272727273,0,0,70.330427192361185,0,0,0,0,0,1.3922449295720457E-2,1.8908768624239015E-3,3.7562414134415133E-5,false,1.1462094424230327E-2,0,0,0,0,0,0]
[2023,89,{"$f":"IF(LOADPROFILE=0.1,Results_10PoE!C846,IF(LOADPROFILE=0.5,Results_50PoE!C846,\"Invalid Load Profile %\"))","v":0},82.994318181818187,55.32954545454546,27.66477272727273,0,0,71.330427192361185,0,0,0,0,0,1.3922449295720457E-2,1.8908768624239015E-3,3.7562414134415133E-5,false,1.1462094424230327E-2,0,0,0,0,0,0]
[2023,90,{"$f":"IF(LOADPROFILE=0.1,Results_10PoE!C847,IF(LOADPROFILE=0.5,Results_50PoE!C847,\"Invalid Load Profile %\"))","v":0},82.994318181818187,55.32954545454546,27.66477272727273,0,0,72.330427192361185,0,0,0,0,0,1.3922449295720457E-2,1.8908768624239015E-3,3.7562414134415133E-5,false,1.1462094424230327E-2,0,0,0,0,0,0]
[2023,91,{"$f":"IF(LOADPROFILE=0.1,Results_10PoE!C848,IF(LOADPROFILE=0.5,Results_50PoE!C848,\"Invalid Load Profile %\"))","v":0},82.994318181818187,55.32954545454546,27.66477272727273,0,0,73.330427192361185,0,0,0,0,0,1.3922449295720457E-2,1.8908768624239015E-3,3.7562414134415133E-5,false,1.1462094424230327E-2,0,0,0,0,0,0]
[2023,92,{"$f":"IF(LOADPROFILE=0.1,Results_10PoE!C849,IF(LOADPROFILE=0.5,Results_50PoE!C849,\"Invalid Load Profile %\"))","v":0},82.994318181818187,55.32954545454546,27.66477272727273,0,0,74.330427192361185,0,0,0,0,0,1.3922449295720457E-2,1.8908768624239015E-3,3.7562414134415133E-5,false,1.1462094424230327E-2,0,0,0,0,0,0]
[2023,93,{"$f":"IF(LOADPROFILE=0.1,Results_10PoE!C850,IF(LOADPROFILE=0.5,Results_50PoE!C850,\"Invalid Load Profile %\"))","v":0},82.994318181818187,55.32954545454546,27.66477272727273,0,0,75.330427192361185,0,0,0,0,0,1.3922449295720457E-2,1.8908768624239015E-3,3.7562414134415133E-5,false,1.1462094424230327E-2,0,0,0,0,0,0]
[2023,94,{"$f":"IF(LOADPROFILE=0.1,Results_10PoE!C851,IF(LOADPROFILE=0.5,Results_50PoE!C851,\"Invalid Load Profile %\"))","v":0},82.994318181818187,55.32954545454546,27.66477272727273,0,0,76.330427192361185,0,0,0,0,0,1.3922449295720457E-2,1.8908768624239015E-3,3.7562414134415133E-5,false,1.1462094424230327E-2,0,0,0,0,0,0]
[2023,95,{"$f":"IF(LOADPROFILE=0.1,Results_10PoE!C852,IF(LOADPROFILE=0.5,Results_50PoE!C852,\"Invalid Load Profile %\"))","v":0},82.994318181818187,55.32954545454546,27.66477272727273,0,0,77.330427192361185,0,0,0,0,0,1.3922449295720457E-2,1.8908768624239015E-3,3.7562414134415133E-5,false,1.1462094424230327E-2,0,0,0,0,0,0]
[2023,96,{"$f":"IF(LOADPROFILE=0.1,Results_10PoE!C853,IF(LOADPROFILE=0.5,Results_50PoE!C853,\"Invalid Load Profile %\"))","v":0},82.994318181818187,55.32954545454546,27.66477272727273,0,0,78.330427192361185,0,0,0,0,0,1.3922449295720457E-2,1.8908768624239015E-3,3.7562414134415133E-5,false,1.1462094424230327E-2,0,0,0,0,0,0]
[2023,97,{"$f":"IF(LOADPROFILE=0.1,Results_10PoE!C854,IF(LOADPROFILE=0.5,Results_50PoE!C854,\"Invalid Load Profile %\"))","v":0},82.994318181818187,55.32954545454546,27.66477272727273,0,0,79.330427192361185,0,0,0,0,0,1.3922449295720457E-2,1.8908768624239015E-3,3.7562414134415133E-5,false,1.1462094424230327E-2,0,0,0,0,0,0]
[2023,98,{"$f":"IF(LOADPROFILE=0.1,Results_10PoE!C855,IF(LOADPROFILE=0.5,Results_50PoE!C855,\"Invalid Load Profile %\"))","v":0},82.994318181818187,55.32954545454546,27.66477272727273,0,0,80.330427192361185,0,0,0,0,0,1.3922449295720457E-2,1.8908768624239015E-3,3.7562414134415133E-5,false,1.1462094424230327E-2,0,0,0,0,0,0]
[2023,99,{"$f":"IF(LOADPROFILE=0.1,Results_10PoE!C856,IF(LOADPROFILE=0.5,Results_50PoE!C856,\"Invalid Load Profile %\"))","v":0},82.994318181818187,55.32954545454546,27.66477272727273,0,0,81.330427192361185,0,0,0,0,0,1.3922449295720457E-2,1.8908768624239015E-3,3.7562414134415133E-5,false,1.1462094424230327E-2,0,0,0,0,0,0]
[2023,100,{"$f":"IF(LOADPROFILE=0.1,Results_10PoE!C857,IF(LOADPROFILE=0.5,Results_50PoE!C857,\"Invalid Load Profile %\"))","v":0},82.994318181818187,55.32954545454546,27.66477272727273,0,0,82.330427192361185,0,0,0,0,0,1.3922449295720457E-2,1.8908768624239015E-3,3.7562414134415133E-5,false,1.1462094424230327E-2,0,0,0,0,0,0]
[2023,101,{"$f":"IF(LOADPROFILE=0.1,Results_10PoE!C858,IF(LOADPROFILE=0.5,Results_50PoE!C858,\"Invalid Load Profile %\"))","v":0},82.994318181818187,55.32954545454546,27.66477272727273,0,0,83.330427192361185,0,0,0,0,0,1.3922449295720457E-2,1.8908768624239015E-3,3.7562414134415133E-5,false,1.1462094424230327E-2,0,0,0,0,0,0]
[2023,102,{"$f":"IF(LOADPROFILE=0.1,Results_10PoE!C859,IF(LOADPROFILE=0.5,Results_50PoE!C859,\"Invalid Load Profile %\"))","v":0},82.994318181818187,55.32954545454546,27.66477272727273,0,0,84.330427192361185,0,0,0,0,0,1.3922449295720457E-2,1.8908768624239015E-3,3.7562414134415133E-5,false,1.1462094424230327E-2,0,0,0,0,0,0]
[2023,103,{"$f":"IF(LOADPROFILE=0.1,Results_10PoE!C860,IF(LOADPROFILE=0.5,Results_50PoE!C860,\"Invalid Load Profile %\"))","v":0},82.994318181818187,55.32954545454546,27.66477272727273,0,0,85.330427192361185,0,0,0,0,0,1.3922449295720457E-2,1.8908768624239015E-3,3.7562414134415133E-5,false,1.1462094424230327E-2,0,0,0,0,0,0]
[2023,104,{"$f":"IF(LOADPROFILE=0.1,Results_10PoE!C861,IF(LOADPROFILE=0.5,Results_50PoE!C861,\"Invalid Load Profile %\"))","v":0},82.994318181818187,55.32954545454546,27.66477272727273,0,0,86.330427192361185,0,0,0,0,0,1.3922449295720457E-2,1.8908768624239015E-3,3.7562414134415133E-5,false,1.1462094424230327E-2,0,0,0,0,0,0]
[2023,105,{"$f":"IF(LOADPROFILE=0.1,Results_10PoE!C862,IF(LOADPROFILE=0.5,Results_50PoE!C862,\"Invalid Load Profile %\"))","v":0},82.994318181818187,55.32954545454546,27.66477272727273,0,0,87.330427192361185,0,0,0,0,0,1.3922449295720457E-2,1.8908768624239015E-3,3.7562414134415133E-5,false,1.1462094424230327E-2,0,0,0,0,0,0]
[2023,106,{"$f":"IF(LOADPROFILE=0.1,Results_10PoE!C863,IF(LOADPROFILE=0.5,Results_50PoE!C863,\"Invalid Load Profile %\"))","v":0},82.994318181818187,55.32954545454546,27.66477272727273,0,0,88.330427192361185,0,0,0,0,0,1.3922449295720457E-2,1.8908768624239015E-3,3.7562414134415133E-5,false,1.1462094424230327E-2,0,0,0,0,0,0]
[2023,107,{"$f":"IF(LOADPROFILE=0.1,Results_10PoE!C864,IF(LOADPROFILE=0.5,Results_50PoE!C864,\"Invalid Load Profile %\"))","v":0},82.994318181818187,55.32954545454546,27.66477272727273,0,0,89.330427192361185,0,0,0,0,0,1.3922449295720457E-2,1.8908768624239015E-3,3.7562414134415133E-5,false,1.1462094424230327E-2,0,0,0,0,0,0]
[2023,108,{"$f":"IF(LOADPROFILE=0.1,Results_10PoE!C865,IF(LOADPROFILE=0.5,Results_50PoE!C865,\"Invalid Load Profile %\"))","v":0},82.994318181818187,55.32954545454546,27.66477272727273,0,0,90.330427192361185,0,0,0,0,0,1.3922449295720457E-2,1.8908768624239015E-3,3.7562414134415133E-5,false,1.1462094424230327E-2,0,0,0,0,0,0]
[2023,109,{"$f":"IF(LOADPROFILE=0.1,Results_10PoE!C866,IF(LOADPROFILE=0.5,Results_50PoE!C866,\"Invalid Load Profile %\"))","v":0},82.994318181818187,55.32954545454546,27.66477272727273,0,0,91.330427192361185,0,0,0,0,0,1.3922449295720457E-2,1.8908768624239015E-3,3.7562414134415133E-5,false,1.1462094424230327E-2,0,0,0,0,0,0]
[2023,110,{"$f":"IF(LOADPROFILE=0.1,Results_10PoE!C867,IF(LOADPROFILE=0.5,Results_50PoE!C867,\"Invalid Load Profile %\"))","v":0},82.994318181818187,55.32954545454546,27.66477272727273,0,0,92.330427192361185,0,0,0,0,0,1.3922449295720457E-2,1.8908768624239015E-3,3.7562414134415133E-5,false,1.1462094424230327E-2,0,0,0,0,0,0]
[2023,111,{"$f":"IF(LOADPROFILE=0.1,Results_10PoE!C868,IF(LOADPROFILE=0.5,Results_50PoE!C868,\"Invalid Load Profile %\"))","v":0},82.994318181818187,55.32954545454546,27.66477272727273,0,0,93.330427192361185,0,0,0,0,0,1.3922449295720457E-2,1.8908768624239015E-3,3.7562414134415133E-5,false,1.1462094424230327E-2,0,0,0,0,0,0]
[2023,112,{"$f":"IF(LOADPROFILE=0.1,Results_10PoE!C869,IF(LOADPROFILE=0.5,Results_50PoE!C869,\"Invalid Load Profile %\"))","v":0},82.994318181818187,55.32954545454546,27.66477272727273,0,0,94.330427192361185,0,0,0,0,0,1.3922449295720457E-2,1.8908768624239015E-3,3.7562414134415133E-5,false,1.1462094424230327E-2,0,0,0,0,0,0]
[2023,113,{"$f":"IF(LOADPROFILE=0.1,Results_10PoE!C870,IF(LOADPROFILE=0.5,Results_50PoE!C870,\"Invalid Load Profile %\"))","v":0},82.994318181818187,55.32954545454546,27.66477272727273,0,0,95.330427192361185,0,0,0,0,0,1.3922449295720457E-2,1.8908768624239015E-3,3.7562414134415133E-5,false,1.1462094424230327E-2,0,0,0,0,0,0]
[2023,114,{"$f":"IF(LOADPROFILE=0.1,Results_10PoE!C871,IF(LOADPROFILE=0.5,Results_50PoE!C871,\"Invalid Load Profile %\"))","v":0},82.994318181818187,55.32954545454546,27.66477272727273,0,0,96.330427192361185,0,0,0,0,0,1.3922449295720457E-2,1.8908768624239015E-3,3.7562414134415133E-5,false,1.1462094424230327E-2,0,0,0,0,0,0]
[2023,115,{"$f":"IF(LOADPROFILE=0.1,Results_10PoE!C872,IF(LOADPROFILE=0.5,Results_50PoE!C872,\"Invalid Load Profile %\"))","v":0},82.994318181818187,55.32954545454546,27.66477272727273,0,0,97.330427192361185,0,0,0,0,0,1.3922449295720457E-2,1.8908768624239015E-3,3.7562414134415133E-5,false,1.1462094424230327E-2,0,0,0,0,0,0]
[2023,116,{"$f":"IF(LOADPROFILE=0.1,Results_10PoE!C873,IF(LOADPROFILE=0.5,Results_50PoE!C873,\"Invalid Load Profile %\"))","v":0},82.994318181818187,55.32954545454546,27.66477272727273,0,0,98.330427192361185,0,0,0,0,0,1.3922449295720457E-2,1.8908768624239015E-3,3.7562414134415133E-5,false,1.1462094424230327E-2,0,0,0,0,0,0]
[2023,117,{"$f":"IF(LOADPROFILE=0.1,Results_10PoE!C874,IF(LOADPROFILE=0.5,Results_50PoE!C874,\"Invalid Load Profile %\"))","v":0},82.994318181818187,55.32954545454546,27.66477272727273,0,0,99.330427192361185,0,0,0,0,0,1.3922449295720457E-2,1.8908768624239015E-3,3.7562414134415133E-5,false,1.1462094424230327E-2,0,0,0,0,0,0]
[2023,118,{"$f":"IF(LOADPROFILE=0.1,Results_10PoE!C875,IF(LOADPROFILE=0.5,Results_50PoE!C875,\"Invalid Load Profile %\"))","v":0},82.994318181818187,55.32954545454546,27.66477272727273,0,0,100.33042719236119,0,0,0,0,0,1.3922449295720457E-2,1.8908768624239015E-3,3.7562414134415133E-5,false,1.1462094424230327E-2,0,0,0,0,0,0]
[2023,119,{"$f":"IF(LOADPROFILE=0.1,Results_10PoE!C876,IF(LOADPROFILE=0.5,Results_50PoE!C876,\"Invalid Load Profile %\"))","v":0},82.994318181818187,55.32954545454546,27.66477272727273,0,0,101.33042719236119,0,0,0,0,0,1.3922449295720457E-2,1.8908768624239015E-3,3.7562414134415133E-5,false,1.1462094424230327E-2,0,0,0,0,0,0]
[2023,120,{"$f":"IF(LOADPROFILE=0.1,Results_10PoE!C877,IF(LOADPROFILE=0.5,Results_50PoE!C877,\"Invalid Load Profile %\"))","v":0},82.994318181818187,55.32954545454546,27.66477272727273,0,0,102.33042719236119,0,0,0,0,0,1.3922449295720457E-2,1.8908768624239015E-3,3.7562414134415133E-5,false,1.1462094424230327E-2,0,0,0,0,0,0]
[2023,121,{"$f":"IF(LOADPROFILE=0.1,Results_10PoE!C878,IF(LOADPROFILE=0.5,Results_50PoE!C878,\"Invalid Load Profile %\"))","v":0},82.994318181818187,55.32954545454546,27.66477272727273,0,0,103.33042719236119,0,0,0,0,0,1.3922449295720457E-2,1.8908768624239015E-3,3.7562414134415133E-5,false,1.1462094424230327E-2,0,0,0,0,0,0]
[2023,122,{"$f":"IF(LOADPROFILE=0.1,Results_10PoE!C879,IF(LOADPROFILE=0.5,Results_50PoE!C879,\"Invalid Load Profile %\"))","v":0},82.994318181818187,55.32954545454546,27.66477272727273,0,0,104.33042719236119,0,0,0,0,0,1.3922449295720457E-2,1.8908768624239015E-3,3.7562414134415133E-5,false,1.1462094424230327E-2,0,0,0,0,0,0]
[2023,123,{"$f":"IF(LOADPROFILE=0.1,Results_10PoE!C880,IF(LOADPROFILE=0.5,Results_50PoE!C880,\"Invalid Load Profile %\"))","v":0},82.994318181818187,55.32954545454546,27.66477272727273,0,0,105.33042719236119,0,0,0,0,0,1.3922449295720457E-2,1.8908768624239015E-3,3.7562414134415133E-5,false,1.1462094424230327E-2,0,0,0,0,0,0]
[2023,124,{"$f":"IF(LOADPROFILE=0.1,Results_10PoE!C881,IF(LOADPROFILE=0.5,Results_50PoE!C881,\"Invalid Load Profile %\"))","v":0},82.994318181818187,55.32954545454546,27.66477272727273,0,0,106.33042719236119,0,0,0,0,0,1.3922449295720457E-2,1.8908768624239015E-3,3.7562414134415133E-5,false,1.1462094424230327E-2,0,0,0,0,0,0]
[2023,125,{"$f":"IF(LOADPROFILE=0.1,Results_10PoE!C882,IF(LOADPROFILE=0.5,Results_50PoE!C882,\"Invalid Load Profile %\"))","v":0},82.994318181818187,55.32954545454546,27.66477272727273,0,0,107.33042719236119,0,0,0,0,0,1.3922449295720457E-2,1.8908768624239015E-3,3.7562414134415133E-5,false,1.1462094424230327E-2,0,0,0,0,0,0]
[2023,126,{"$f":"IF(LOADPROFILE=0.1,Results_10PoE!C883,IF(LOADPROFILE=0.5,Results_50PoE!C883,\"Invalid Load Profile %\"))","v":0},82.994318181818187,55.32954545454546,27.66477272727273,0,0,108.33042719236119,0,0,0,0,0,1.3922449295720457E-2,1.8908768624239015E-3,3.7562414134415133E-5,false,1.1462094424230327E-2,0,0,0,0,0,0]
[2023,127,{"$f":"IF(LOADPROFILE=0.1,Results_10PoE!C884,IF(LOADPROFILE=0.5,Results_50PoE!C884,\"Invalid Load Profile %\"))","v":0},82.994318181818187,55.32954545454546,27.66477272727273,0,0,109.33042719236119,0,0,0,0,0,1.3922449295720457E-2,1.8908768624239015E-3,3.7562414134415133E-5,false,1.1462094424230327E-2,0,0,0,0,0,0]
[2023,128,{"$f":"IF(LOADPROFILE=0.1,Results_10PoE!C885,IF(LOADPROFILE=0.5,Results_50PoE!C885,\"Invalid Load Profile %\"))","v":0},82.994318181818187,55.32954545454546,27.66477272727273,0,0,110.33042719236119,0,0,0,0,0,1.3922449295720457E-2,1.8908768624239015E-3,3.7562414134415133E-5,false,1.1462094424230327E-2,0,0,0,0,0,0]
[2023,129,{"$f":"IF(LOADPROFILE=0.1,Results_10PoE!C886,IF(LOADPROFILE=0.5,Results_50PoE!C886,\"Invalid Load Profile %\"))","v":0},82.994318181818187,55.32954545454546,27.66477272727273,0,0,111.33042719236119,0,0,0,0,0,1.3922449295720457E-2,1.8908768624239015E-3,3.7562414134415133E-5,false,1.1462094424230327E-2,0,0,0,0,0,0]
[2023,130,{"$f":"IF(LOADPROFILE=0.1,Results_10PoE!C887,IF(LOADPROFILE=0.5,Results_50PoE!C887,\"Invalid Load Profile %\"))","v":0},82.994318181818187,55.32954545454546,27.66477272727273,0,0,112.33042719236119,0,0,0,0,0,1.3922449295720457E-2,1.8908768624239015E-3,3.7562414134415133E-5,false,1.1462094424230327E-2,0,0,0,0,0,0]
[2023,131,{"$f":"IF(LOADPROFILE=0.1,Results_10PoE!C888,IF(LOADPROFILE=0.5,Results_50PoE!C888,\"Invalid Load Profile %\"))","v":0},82.994318181818187,55.32954545454546,27.66477272727273,0,0,113.33042719236119,0,0,0,0,0,1.3922449295720457E-2,1.8908768624239015E-3,3.7562414134415133E-5,false,1.1462094424230327E-2,0,0,0,0,0,0]
[2023,132,{"$f":"IF(LOADPROFILE=0.1,Results_10PoE!C889,IF(LOADPROFILE=0.5,Results_50PoE!C889,\"Invalid Load Profile %\"))","v":0},82.994318181818187,55.32954545454546,27.66477272727273,0,0,114.33042719236119,0,0,0,0,0,1.3922449295720457E-2,1.8908768624239015E-3,3.7562414134415133E-5,false,1.1462094424230327E-2,0,0,0,0,0,0]
[2023,133,{"$f":"IF(LOADPROFILE=0.1,Results_10PoE!C890,IF(LOADPROFILE=0.5,Results_50PoE!C890,\"Invalid Load Profile %\"))","v":0},82.994318181818187,55.32954545454546,27.66477272727273,0,0,115.33042719236119,0,0,0,0,0,1.3922449295720457E-2,1.8908768624239015E-3,3.7562414134415133E-5,false,1.1462094424230327E-2,0,0,0,0,0,0]
[2023,134,{"$f":"IF(LOADPROFILE=0.1,Results_10PoE!C891,IF(LOADPROFILE=0.5,Results_50PoE!C891,\"Invalid Load Profile %\"))","v":0},82.994318181818187,55.32954545454546,27.66477272727273,0,0,116.33042719236119,0,0,0,0,0,1.3922449295720457E-2,1.8908768624239015E-3,3.7562414134415133E-5,false,1.1462094424230327E-2,0,0,0,0,0,0]
[2023,135,{"$f":"IF(LOADPROFILE=0.1,Results_10PoE!C892,IF(LOADPROFILE=0.5,Results_50PoE!C892,\"Invalid Load Profile %\"))","v":0},82.994318181818187,55.32954545454546,27.66477272727273,0,0,117.33042719236119,0,0,0,0,0,1.3922449295720457E-2,1.8908768624239015E-3,3.7562414134415133E-5,false,1.1462094424230327E-2,0,0,0,0,0,0]
[2023,136,{"$f":"IF(LOADPROFILE=0.1,Results_10PoE!C893,IF(LOADPROFILE=0.5,Results_50PoE!C893,\"Invalid Load Profile %\"))","v":0},82.994318181818187,55.32954545454546,27.66477272727273,0,0,118.33042719236119,0,0,0,0,0,1.3922449295720457E-2,1.8908768624239015E-3,3.7562414134415133E-5,false,1.1462094424230327E-2,0,0,0,0,0,0]
[2023,137,{"$f":"IF(LOADPROFILE=0.1,Results_10PoE!C894,IF(LOADPROFILE=0.5,Results_50PoE!C894,\"Invalid Load Profile %\"))","v":0},82.994318181818187,55.32954545454546,27.66477272727273,0,0,119.33042719236119,0,0,0,0,0,1.3922449295720457E-2,1.8908768624239015E-3,3.7562414134415133E-5,false,1.1462094424230327E-2,0,0,0,0,0,0]
[2023,138,{"$f":"IF(LOADPROFILE=0.1,Results_10PoE!C895,IF(LOADPROFILE=0.5,Results_50PoE!C895,\"Invalid Load Profile %\"))","v":0},82.994318181818187,55.32954545454546,27.66477272727273,0,0,120.33042719236119,0,0,0,0,0,1.3922449295720457E-2,1.8908768624239015E-3,3.7562414134415133E-5,false,1.1462094424230327E-2,0,0,0,0,0,0]
[2023,139,{"$f":"IF(LOADPROFILE=0.1,Results_10PoE!C896,IF(LOADPROFILE=0.5,Results_50PoE!C896,\"Invalid Load Profile %\"))","v":0},82.994318181818187,55.32954545454546,27.66477272727273,0,0,121.33042719236119,0,0,0,0,0,1.3922449295720457E-2,1.8908768624239015E-3,3.7562414134415133E-5,false,1.1462094424230327E-2,0,0,0,0,0,0]
[2023,140,{"$f":"IF(LOADPROFILE=0.1,Results_10PoE!C897,IF(LOADPROFILE=0.5,Results_50PoE!C897,\"Invalid Load Profile %\"))","v":0},82.994318181818187,55.32954545454546,27.66477272727273,0,0,122.33042719236119,0,0,0,0,0,1.3922449295720457E-2,1.8908768624239015E-3,3.7562414134415133E-5,false,1.1462094424230327E-2,0,0,0,0,0,0]
[2023,141,{"$f":"IF(LOADPROFILE=0.1,Results_10PoE!C898,IF(LOADPROFILE=0.5,Results_50PoE!C898,\"Invalid Load Profile %\"))","v":0},82.994318181818187,55.32954545454546,27.66477272727273,0,0,123.33042719236119,0,0,0,0,0,1.3922449295720457E-2,1.8908768624239015E-3,3.7562414134415133E-5,false,1.1462094424230327E-2,0,0,0,0,0,0]
[2023,142,{"$f":"IF(LOADPROFILE=0.1,Results_10PoE!C899,IF(LOADPROFILE=0.5,Results_50PoE!C899,\"Invalid Load Profile %\"))","v":0},82.994318181818187,55.32954545454546,27.66477272727273,0,0,124.33042719236119,0,0,0,0,0,1.3922449295720457E-2,1.8908768624239015E-3,3.7562414134415133E-5,false,1.1462094424230327E-2,0,0,0,0,0,0]
[2023,143,{"$f":"IF(LOADPROFILE=0.1,Results_10PoE!C900,IF(LOADPROFILE=0.5,Results_50PoE!C900,\"Invalid Load Profile %\"))","v":0},82.994318181818187,55.32954545454546,27.66477272727273,0,0,125.33042719236119,0,0,0,0,0,1.3922449295720457E-2,1.8908768624239015E-3,3.7562414134415133E-5,false,1.1462094424230327E-2,0,0,0,0,0,0]
[2023,144,{"$f":"IF(LOADPROFILE=0.1,Results_10PoE!C901,IF(LOADPROFILE=0.5,Results_50PoE!C901,\"Invalid Load Profile %\"))","v":0},82.994318181818187,55.32954545454546,27.66477272727273,0,0,126.33042719236119,0,0,0,0,0,1.3922449295720457E-2,1.8908768624239015E-3,3.7562414134415133E-5,false,1.1462094424230327E-2,0,0,0,0,0,0]
[2023,145,{"$f":"IF(LOADPROFILE=0.1,Results_10PoE!C902,IF(LOADPROFILE=0.5,Results_50PoE!C902,\"Invalid Load Profile %\"))","v":0},82.994318181818187,55.32954545454546,27.66477272727273,0,0,127.33042719236119,0,0,0,0,0,1.3922449295720457E-2,1.8908768624239015E-3,3.7562414134415133E-5,false,1.1462094424230327E-2,0,0,0,0,0,0]
[2023,146,{"$f":"IF(LOADPROFILE=0.1,Results_10PoE!C903,IF(LOADPROFILE=0.5,Results_50PoE!C903,\"Invalid Load Profile %\"))","v":0},82.994318181818187,55.32954545454546,27.66477272727273,0,0,128.33042719236119,0,0,0,0,0,1.3922449295720457E-2,1.8908768624239015E-3,3.7562414134415133E-5,false,1.1462094424230327E-2,0,0,0,0,0,0]
[2023,147,{"$f":"IF(LOADPROFILE=0.1,Results_10PoE!C904,IF(LOADPROFILE=0.5,Results_50PoE!C904,\"Invalid Load Profile %\"))","v":0},82.994318181818187,55.32954545454546,27.66477272727273,0,0,129.33042719236119,0,0,0,0,0,1.3922449295720457E-2,1.8908768624239015E-3,3.7562414134415133E-5,false,1.1462094424230327E-2,0,0,0,0,0,0]
[2023,148,{"$f":"IF(LOADPROFILE=0.1,Results_10PoE!C905,IF(LOADPROFILE=0.5,Results_50PoE!C905,\"Invalid Load Profile %\"))","v":0},{"$f":"VLOOKUP($A934,$Q$4:$AB$26,6,FALSE)","v":82.994318181818187},{"$f":"VLOOKUP($A934,$Q$4:$AB$26,7,FALSE)","v":55.32954545454546},{"$f":"VLOOKUP($A934,$Q$4:$AB$26,9,FALSE)","v":27.66477272727273},{"$f":"VLOOKUP($A934,$Q$4:$AB$26,10,FALSE)","v":0},{"$f":"VLOOKUP($A934,$Q$4:$AB$26,11,FALSE)","v":0},{"$f":"IF(B934-VLOOKUP(A934,$Q$4:$AB$26,12,FALSE)<0,0,B934-VLOOKUP(A934,$Q$4:$AB$26,12,FALSE))","v":130.33042719236119},{"$f":"IF(B934=150,0,IF(IF($I934>D934,($I934-D934)*($C934-$C935),0)<0,0,IF($I934>D934,($I934-D934)*($C934-$C935),0)))*$Y$30","v":0},{"$f":"IF(C934=150,0,IF(IF($I934>E934,($I934-E934)*($C934-$C935),0)<0,0,IF($I934>E934,($I934-E934)*($C934-$C935),0)))*$Y$30","v":0},{"$f":"IF(D934=150,0,IF(IF($I934>F934,($I934-F934)*($C934-$C935),0)<0,0,IF($I934>F934,($I934-F934)*($C934-$C935),0)))*$Y$30","v":0},{"$f":"IF(E934=150,0,IF(IF($I934>G934,($I934-G934)*($C934-$C935),0)<0,0,IF($I934>G934,($I934-G934)*($C934-$C935),0)))*$Y$30","v":0},{"$f":"IF(F934=150,0,IF(IF($I934>H934,($I934-H934)*($C934-$C935),0)<0,0,IF($I934>H934,($I934-H934)*($C934-$C935),0)))*$Y$30","v":0},{"$f":"VLOOKUP($A934, $Q$4:$BB$26,33,FALSE)","v":1.3922449295720457E-2},{"$f":"VLOOKUP($A934, $Q$4:$BB$26,34,FALSE)","v":1.8908768624239015E-3},{"$f":"VLOOKUP($A934, $Q$4:$BB$26,35,FALSE)","v":3.7562414134415133E-5},{"$f":"VLOOKUP($A934, $Q$4:$BB$26,36,FALSE)","v":false},{"$f":"VLOOKUP($A934, $Q$4:$BB$26,37,FALSE)","v":1.1462094424230327E-2},{"$f":"J934*1000*($S$34/365)","v":0},{"$f":"O934*K934*1000*($T$34/365)","v":0},{"$f":"P934*L934*1000*($U$34/365)","v":0},{"$f":"Q934*M934*1000*($V$34/365)","v":0},{"$f":"R934*N934*1000*($W$34/365)","v":0},{"$f":"S934*K934*1000*($X$34/365)","v":0}]
[2023,149,{"$f":"IF(LOADPROFILE=0.1,Results_10PoE!C906,IF(LOADPROFILE=0.5,Results_50PoE!C906,\"Invalid Load Profile %\"))","v":0},82.994318181818187,55.32954545454546,27.66477272727273,0,0,131.33042719236119,0,0,0,0,0,1.3922449295720457E-2,1.8908768624239015E-3,3.7562414134415133E-5,false,1.1462094424230327E-2,0,0,0,0,0,0]
[2023,150,{"$f":"IF(LOADPROFILE=0.1,Results_10PoE!C907,IF(LOADPROFILE=0.5,Results_50PoE!C907,\"Invalid Load Profile %\"))","v":0},82.994318181818187,55.32954545454546,27.66477272727273,0,0,132.33042719236119,0,0,0,0,0,1.3922449295720457E-2,1.8908768624239015E-3,3.7562414134415133E-5,false,1.1462094424230327E-2,0,0,0,0,0,0]
[2024,1,{"$f":"IF(LOADPROFILE=0.1,Results_10PoE!C908,IF(LOADPROFILE=0.5,Results_50PoE!C908,\"Invalid Load Profile %\"))","v":8484},82.994318181818187,55.32954545454546,27.66477272727273,0,0,0,0,0,0,0,0,1.4857296239348458E-2,2.0213286575399688E-3,4.0617118170199735E-5,false,1.1953534830387798E-2,0,0,0,0,0,0]
[2024,2,{"$f":"IF(LOADPROFILE=0.1,Results_10PoE!C909,IF(LOADPROFILE=0.5,Results_50PoE!C909,\"Invalid Load Profile %\"))","v":8321},82.994318181818187,55.32954545454546,27.66477272727273,0,0,0,0,0,0,0,0,1.4857296239348458E-2,2.0213286575399688E-3,4.0617118170199735E-5,false,1.1953534830387798E-2,0,0,0,0,0,0]
[2024,3,{"$f":"IF(LOADPROFILE=0.1,Results_10PoE!C910,IF(LOADPROFILE=0.5,Results_50PoE!C910,\"Invalid Load Profile %\"))","v":8121},82.994318181818187,55.32954545454546,27.66477272727273,0,0,0,0,0,0,0,0,1.4857296239348458E-2,2.0213286575399688E-3,4.0617118170199735E-5,false,1.1953534830387798E-2,0,0,0,0,0,0]
[2024,4,{"$f":"IF(LOADPROFILE=0.1,Results_10PoE!C911,IF(LOADPROFILE=0.5,Results_50PoE!C911,\"Invalid Load Profile %\"))","v":7879},82.994318181818187,55.32954545454546,27.66477272727273,0,0,0,0,0,0,0,0,1.4857296239348458E-2,2.0213286575399688E-3,4.0617118170199735E-5,false,1.1953534830387798E-2,0,0,0,0,0,0]
[2024,5,{"$f":"IF(LOADPROFILE=0.1,Results_10PoE!C912,IF(LOADPROFILE=0.5,Results_50PoE!C912,\"Invalid Load Profile %\"))","v":7552},82.994318181818187,55.32954545454546,27.66477272727273,0,0,0,0,0,0,0,0,1.4857296239348458E-2,2.0213286575399688E-3,4.0617118170199735E-5,false,1.1953534830387798E-2,0,0,0,0,0,0]
[2024,6,{"$f":"IF(LOADPROFILE=0.1,Results_10PoE!C913,IF(LOADPROFILE=0.5,Results_50PoE!C913,\"Invalid Load Profile %\"))","v":7179},82.994318181818187,55.32954545454546,27.66477272727273,0,0,0,0,0,0,0,0,1.4857296239348458E-2,2.0213286575399688E-3,4.0617118170199735E-5,false,1.1953534830387798E-2,0,0,0,0,0,0]
[2024,7,{"$f":"IF(LOADPROFILE=0.1,Results_10PoE!C914,IF(LOADPROFILE=0.5,Results_50PoE!C914,\"Invalid Load Profile %\"))","v":6812},82.994318181818187,55.32954545454546,27.66477272727273,0,0,0,0,0,0,0,0,1.4857296239348458E-2,2.0213286575399688E-3,4.0617118170199735E-5,false,1.1953534830387798E-2,0,0,0,0,0,0]
[2024,8,{"$f":"IF(LOADPROFILE=0.1,Results_10PoE!C915,IF(LOADPROFILE=0.5,Results_50PoE!C915,\"Invalid Load Profile %\"))","v":6456},82.994318181818187,55.32954545454546,27.66477272727273,0,0,0,0,0,0,0,0,1.4857296239348458E-2,2.0213286575399688E-3,4.0617118170199735E-5,false,1.1953534830387798E-2,0,0,0,0,0,0]
[2024,9,{"$f":"IF(LOADPROFILE=0.1,Results_10PoE!C916,IF(LOADPROFILE=0.5,Results_50PoE!C916,\"Invalid Load Profile %\"))","v":6084},82.994318181818187,55.32954545454546,27.66477272727273,0,0,0,0,0,0,0,0,1.4857296239348458E-2,2.0213286575399688E-3,4.0617118170199735E-5,false,1.1953534830387798E-2,0,0,0,0,0,0]
[2024,10,{"$f":"IF(LOADPROFILE=0.1,Results_10PoE!C917,IF(LOADPROFILE=0.5,Results_50PoE!C917,\"Invalid Load Profile %\"))","v":5700},82.994318181818187,55.32954545454546,27.66477272727273,0,0,0,0,0,0,0,0,1.4857296239348458E-2,2.0213286575399688E-3,4.0617118170199735E-5,false,1.1953534830387798E-2,0,0,0,0,0,0]
[2024,11,{"$f":"IF(LOADPROFILE=0.1,Results_10PoE!C918,IF(LOADPROFILE=0.5,Results_50PoE!C918,\"Invalid Load Profile %\"))","v":5293},82.994318181818187,55.32954545454546,27.66477272727273,0,0,0,0,0,0,0,0,1.4857296239348458E-2,2.0213286575399688E-3,4.0617118170199735E-5,false,1.1953534830387798E-2,0,0,0,0,0,0]
[2024,12,{"$f":"IF(LOADPROFILE=0.1,Results_10PoE!C919,IF(LOADPROFILE=0.5,Results_50PoE!C919,\"Invalid Load Profile %\"))","v":4942},82.994318181818187,55.32954545454546,27.66477272727273,0,0,0,0,0,0,0,0,1.4857296239348458E-2,2.0213286575399688E-3,4.0617118170199735E-5,false,1.1953534830387798E-2,0,0,0,0,0,0]
[2024,13,{"$f":"IF(LOADPROFILE=0.1,Results_10PoE!C920,IF(LOADPROFILE=0.5,Results_50PoE!C920,\"Invalid Load Profile %\"))","v":4670},82.994318181818187,55.32954545454546,27.66477272727273,0,0,0,0,0,0,0,0,1.4857296239348458E-2,2.0213286575399688E-3,4.0617118170199735E-5,false,1.1953534830387798E-2,0,0,0,0,0,0]
[2024,14,{"$f":"IF(LOADPROFILE=0.1,Results_10PoE!C921,IF(LOADPROFILE=0.5,Results_50PoE!C921,\"Invalid Load Profile %\"))","v":4420},82.994318181818187,55.32954545454546,27.66477272727273,0,0,0,0,0,0,0,0,1.4857296239348458E-2,2.0213286575399688E-3,4.0617118170199735E-5,false,1.1953534830387798E-2,0,0,0,0,0,0]
[2024,15,{"$f":"IF(LOADPROFILE=0.1,Results_10PoE!C922,IF(LOADPROFILE=0.5,Results_50PoE!C922,\"Invalid Load Profile %\"))","v":4251},82.994318181818187,55.32954545454546,27.66477272727273,0,0,0,0,0,0,0,0,1.4857296239348458E-2,2.0213286575399688E-3,4.0617118170199735E-5,false,1.1953534830387798E-2,0,0,0,0,0,0]
[2024,16,{"$f":"IF(LOADPROFILE=0.1,Results_10PoE!C923,IF(LOADPROFILE=0.5,Results_50PoE!C923,\"Invalid Load Profile %\"))","v":4051},82.994318181818187,55.32954545454546,27.66477272727273,0,0,0,0,0,0,0,0,1.4857296239348458E-2,2.0213286575399688E-3,4.0617118170199735E-5,false,1.1953534830387798E-2,0,0,0,0,0,0]
[2024,17,{"$f":"IF(LOADPROFILE=0.1,Results_10PoE!C924,IF(LOADPROFILE=0.5,Results_50PoE!C924,\"Invalid Load Profile %\"))","v":3900},82.994318181818187,55.32954545454546,27.66477272727273,0,0,0,0,0,0,0,0,1.4857296239348458E-2,2.0213286575399688E-3,4.0617118170199735E-5,false,1.1953534830387798E-2,0,0,0,0,0,0]
[2024,18,{"$f":"IF(LOADPROFILE=0.1,Results_10PoE!C925,IF(LOADPROFILE=0.5,Results_50PoE!C925,\"Invalid Load Profile %\"))","v":3773},82.994318181818187,55.32954545454546,27.66477272727273,0,0,0.52517464329977415,0,0,0,64.067054620957776,64.067054620957776,1.4857296239348458E-2,2.0213286575399688E-3,4.0617118170199735E-5,false,1.1953534830387798E-2,0,0,0,0.82130313311402947,0,0]
[2024,19,{"$f":"IF(LOADPROFILE=0.1,Results_10PoE!C926,IF(LOADPROFILE=0.5,Results_50PoE!C926,\"Invalid Load Profile %\"))","v":3650},82.994318181818187,55.32954545454546,27.66477272727273,0,0,1.5251746432997741,0,0,0,243.54058799471784,243.54058799471784,1.4857296239348458E-2,2.0213286575399688E-3,4.0617118170199735E-5,false,1.1953534830387798E-2,0,0,0,3.1220515621310221,0,0]
[2024,20,{"$f":"IF(LOADPROFILE=0.1,Results_10PoE!C927,IF(LOADPROFILE=0.5,Results_50PoE!C927,\"Invalid Load Profile %\"))","v":3489},82.994318181818187,55.32954545454546,27.66477272727273,0,0,2.5251746432997741,0,0,0,368.15834779330299,368.15834779330299,1.4857296239348458E-2,2.0213286575399688E-3,4.0617118170199735E-5,false,1.1953534830387798E-2,0,0,0,4.7195802322058427,0,0]
[2024,21,{"$f":"IF(LOADPROFILE=0.1,Results_10PoE!C928,IF(LOADPROFILE=0.5,Results_50PoE!C928,\"Invalid Load Profile %\"))","v":3342},82.994318181818187,55.32954545454546,27.66477272727273,0,0,3.5251746432997741,0,0,0,430.04276634846264,430.04276634846264,1.4857296239348458E-2,2.0213286575399688E-3,4.0617118170199735E-5,false,1.1953534830387798E-2,0,0,0,5.5129032146809296,0,0]
[2024,22,{"$f":"IF(LOADPROFILE=0.1,Results_10PoE!C929,IF(LOADPROFILE=0.5,Results_50PoE!C929,\"Invalid Load Profile %\"))","v":3219},82.994318181818187,55.32954545454546,27.66477272727273,0,0,4.5251746432997741,0,0,0,610.37979800843743,610.37979800843743,1.4857296239348458E-2,2.0213286575399688E-3,4.0617118170199735E-5,false,1.1953534830387798E-2,0,0,0,7.8247211996827044,0,0]
[2024,23,{"$f":"IF(LOADPROFILE=0.1,Results_10PoE!C930,IF(LOADPROFILE=0.5,Results_50PoE!C930,\"Invalid Load Profile %\"))","v":3083},82.994318181818187,55.32954545454546,27.66477272727273,0,0,5.5251746432997741,0,0,0,767.18471856383655,767.18471856383655,1.4857296239348458E-2,2.0213286575399688E-3,4.0617118170199735E-5,false,1.1953534830387798E-2,0,0,0,9.8348709295520962,0,0]
[2024,24,{"$f":"IF(LOADPROFILE=0.1,Results_10PoE!C931,IF(LOADPROFILE=0.5,Results_50PoE!C931,\"Invalid Load Profile %\"))","v":2943},82.994318181818187,55.32954545454546,27.66477272727273,0,0,6.5251746432997741,0,0,0,918.98068200640148,918.98068200640148,1.4857296239348458E-2,2.0213286575399688E-3,4.0617118170199735E-5,false,1.1953534830387798E-2,0,0,0,11.780808683473106,0,0]
[2024,25,{"$f":"IF(LOADPROFILE=0.1,Results_10PoE!C932,IF(LOADPROFILE=0.5,Results_50PoE!C932,\"Invalid Load Profile %\"))","v":2801},82.994318181818187,55.32954545454546,27.66477272727273,0,0,7.5251746432997741,0,0,0,1067.2803627957269,1067.2803627957269,1.4857296239348458E-2,2.0213286575399688E-3,4.0617118170199735E-5,false,1.1953534830387798E-2,0,0,0,13.681926086055245,0,0]
[2024,26,{"$f":"IF(LOADPROFILE=0.1,Results_10PoE!C933,IF(LOADPROFILE=0.5,Results_50PoE!C933,\"Invalid Load Profile %\"))","v":2658},82.994318181818187,55.32954545454546,27.66477272727273,0,0,8.5251746432997741,0,0,0,1285.2060768775141,1285.2060768775141,1.4857296239348458E-2,2.0213286575399688E-3,4.0617118170199735E-5,false,1.1953534830387798E-2,0,0,0,16.475609560664903,0,0]
[2024,27,{"$f":"IF(LOADPROFILE=0.1,Results_10PoE!C934,IF(LOADPROFILE=0.5,Results_50PoE!C934,\"Invalid Load Profile %\"))","v":2506},82.994318181818187,55.32954545454546,27.66477272727273,0,0,9.5251746432997741,0,0,0,1379.2776561894873,1379.2776561894873,1.4857296239348458E-2,2.0213286575399688E-3,4.0617118170199735E-5,false,1.1953534830387798E-2,0,0,0,17.681553602934557,0,0]
[2024,28,{"$f":"IF(LOADPROFILE=0.1,Results_10PoE!C935,IF(LOADPROFILE=0.5,Results_50PoE!C935,\"Invalid Load Profile %\"))","v":2360},82.994318181818187,55.32954545454546,27.66477272727273,0,0,10.525174643299774,0,0,0,1795.4927489314975,1795.4927489314975,1.4857296239348458E-2,2.0213286575399688E-3,4.0617118170199735E-5,false,1.1953534830387798E-2,0,0,0,23.017193921360185,0,0]
[2024,29,{"$f":"IF(LOADPROFILE=0.1,Results_10PoE!C936,IF(LOADPROFILE=0.5,Results_50PoE!C936,\"Invalid Load Profile %\"))","v":2188},82.994318181818187,55.32954545454546,27.66477272727273,0,0,11.525174643299774,0,0,0,1863.2066147345922,1863.2066147345922,1.4857296239348458E-2,2.0213286575399688E-3,4.0617118170199735E-5,false,1.1953534830387798E-2,0,0,0,23.885247095778357,0,0]
[2024,30,{"$f":"IF(LOADPROFILE=0.1,Results_10PoE!C937,IF(LOADPROFILE=0.5,Results_50PoE!C937,\"Invalid Load Profile %\"))","v":2025},82.994318181818187,55.32954545454546,27.66477272727273,0,0,12.525174643299774,0,0,0,2720.531775896618,2720.531775896618,1.4857296239348458E-2,2.0213286575399688E-3,4.0617118170199735E-5,false,1.1953534830387798E-2,0,0,0,34.875667134996569,0,0]
[2024,31,{"$f":"IF(LOADPROFILE=0.1,Results_10PoE!C938,IF(LOADPROFILE=0.5,Results_50PoE!C938,\"Invalid Load Profile %\"))","v":1806},82.994318181818187,55.32954545454546,27.66477272727273,0,0,13.525174643299774,0,0,0,3138.951727422716,3138.951727422716,1.4857296239348458E-2,2.0213286575399688E-3,4.0617118170199735E-5,false,1.1953534830387798E-2,0,0,0,40.239572486646509,0,0]
[2024,32,{"$f":"IF(LOADPROFILE=0.1,Results_10PoE!C939,IF(LOADPROFILE=0.5,Results_50PoE!C939,\"Invalid Load Profile %\"))","v":1572},82.994318181818187,55.32954545454546,27.66477272727273,0,0,14.525174643299774,0,0,0,3716.7809513180728,3716.7809513180728,1.4857296239348458E-2,2.0213286575399688E-3,4.0617118170199735E-5,false,1.1953534830387798E-2,0,0,0,47.647013874389991,0,0]
[2024,33,{"$f":"IF(LOADPROFILE=0.1,Results_10PoE!C940,IF(LOADPROFILE=0.5,Results_50PoE!C940,\"Invalid Load Profile %\"))","v":1314},82.994318181818187,55.32954545454546,27.66477272727273,0,0,15.525174643299774,0,0,0,3926.4726128529505,3926.4726128529505,1.4857296239348458E-2,2.0213286575399688E-3,4.0617118170199735E-5,false,1.1953534830387798E-2,0,0,0,50.335141487332322,0,0]
[2024,34,{"$f":"IF(LOADPROFILE=0.1,Results_10PoE!C941,IF(LOADPROFILE=0.5,Results_50PoE!C941,\"Invalid Load Profile %\"))","v":1059},82.994318181818187,55.32954545454546,27.66477272727273,0,0,16.525174643299774,0,0,0,3327.1163901222194,3327.1163901222194,1.4857296239348458E-2,2.0213286575399688E-3,4.0617118170199735E-5,false,1.1953534830387798E-2,0,0,0,42.651736241180856,0,0]
[2024,35,{"$f":"IF(LOADPROFILE=0.1,Results_10PoE!C942,IF(LOADPROFILE=0.5,Results_50PoE!C942,\"Invalid Load Profile %\"))","v":856},82.994318181818187,55.32954545454546,27.66477272727273,0,0,17.525174643299774,0,0,0,2833.1910214270033,2833.1910214270033,1.4857296239348458E-2,2.0213286575399688E-3,4.0617118170199735E-5,false,1.1953534830387798E-2,0,0,0,36.319894466435343,0,0]
[2024,36,{"$f":"IF(LOADPROFILE=0.1,Results_10PoE!C943,IF(LOADPROFILE=0.5,Results_50PoE!C943,\"Invalid Load Profile %\"))","v":693},82.994318181818187,55.32954545454546,27.66477272727273,0,0,18.525174643299774,0,0,0,2627.3882070975292,2627.3882070975292,1.4857296239348458E-2,2.0213286575399688E-3,4.0617118170199735E-5,false,1.1953534830387798E-2,0,0,0,33.681619658696803,0,0]
[2024,37,{"$f":"IF(LOADPROFILE=0.1,Results_10PoE!C944,IF(LOADPROFILE=0.5,Results_50PoE!C944,\"Invalid Load Profile %\"))","v":550},82.994318181818187,55.32954545454546,27.66477272727273,0,0,19.525174643299774,0,0,0,1762.2284864183669,1762.2284864183669,1.4857296239348458E-2,2.0213286575399688E-3,4.0617118170199735E-5,false,1.1953534830387798E-2,0,0,0,22.590765030811117,0,0]
[2024,38,{"$f":"IF(LOADPROFILE=0.1,Results_10PoE!C945,IF(LOADPROFILE=0.5,Results_50PoE!C945,\"Invalid Load Profile %\"))","v":459},82.994318181818187,55.32954545454546,27.66477272727273,0,0,20.525174643299774,0,0,0,2218.9078006152135,2218.9078006152135,1.4857296239348458E-2,2.0213286575399688E-3,4.0617118170199735E-5,false,1.1953534830387798E-2,0,0,0,28.445133610688707,0,0]
[2024,39,{"$f":"IF(LOADPROFILE=0.1,Results_10PoE!C946,IF(LOADPROFILE=0.5,Results_50PoE!C946,\"Invalid Load Profile %\"))","v":350},82.994318181818187,55.32954545454546,27.66477272727273,0,0,21.525174643299774,0,0,0,1515.76170411917,1515.76170411917,1.4857296239348458E-2,2.0213286575399688E-3,4.0617118170199735E-5,false,1.1953534830387798E-2,0,0,0,19.431201325120696,0,0]
[2024,40,{"$f":"IF(LOADPROFILE=0.1,Results_10PoE!C947,IF(LOADPROFILE=0.5,Results_50PoE!C947,\"Invalid Load Profile %\"))","v":279},82.994318181818187,55.32954545454546,27.66477272727273,0,0,22.525174643299774,0,0,0,1742.563718443638,1742.563718443638,1.4857296239348458E-2,2.0213286575399688E-3,4.0617118170199735E-5,false,1.1953534830387798E-2,0,0,0,22.33867391088749,0,0]
[2024,41,{"$f":"IF(LOADPROFILE=0.1,Results_10PoE!C948,IF(LOADPROFILE=0.5,Results_50PoE!C948,\"Invalid Load Profile %\"))","v":201},82.994318181818187,55.32954545454546,27.66477272727273,0,0,23.525174643299774,0,0,0,1376.6095107916901,1376.6095107916901,1.4857296239348458E-2,2.0213286575399688E-3,4.0617118170199735E-5,false,1.1953534830387798E-2,0,0,0,17.647349499315631,0,0]
[2024,42,{"$f":"IF(LOADPROFILE=0.1,Results_10PoE!C949,IF(LOADPROFILE=0.5,Results_50PoE!C949,\"Invalid Load Profile %\"))","v":142},82.994318181818187,55.32954545454546,27.66477272727273,0,0,24.525174643299774,0,0,0,1289.180940385145,1289.180940385145,1.4857296239348458E-2,2.0213286575399688E-3,4.0617118170199735E-5,false,1.1953534830387798E-2,0,0,0,16.526565045848859,0,0]
[2024,43,{"$f":"IF(LOADPROFILE=0.1,Results_10PoE!C950,IF(LOADPROFILE=0.5,Results_50PoE!C950,\"Invalid Load Profile %\"))","v":89},82.994318181818187,55.32954545454546,27.66477272727273,0,0,25.525174643299774,0,0,0,1088.586829683391,1088.586829683391,1.4857296239348458E-2,2.0213286575399688E-3,4.0617118170199735E-5,false,1.1953534830387798E-2,0,0,0,13.955062850558612,0,0]
[2024,44,{"$f":"IF(LOADPROFILE=0.1,Results_10PoE!C951,IF(LOADPROFILE=0.5,Results_50PoE!C951,\"Invalid Load Profile %\"))","v":46},82.994318181818187,55.32954545454546,27.66477272727273,0,0,26.525174643299774,0,0,0,447.23220696267202,447.23220696267202,1.4857296239348458E-2,2.0213286575399688E-3,4.0617118170199735E-5,false,1.1953534830387798E-2,0,0,0,5.733262048350638,0,0]
[2024,45,{"$f":"IF(LOADPROFILE=0.1,Results_10PoE!C952,IF(LOADPROFILE=0.5,Results_50PoE!C952,\"Invalid Load Profile %\"))","v":29},82.994318181818187,55.32954545454546,27.66477272727273,0,0,27.525174643299774,0,0,0,382.19413367771563,382.19413367771563,1.4857296239348458E-2,2.0213286575399688E-3,4.0617118170199735E-5,false,1.1953534830387798E-2,0,0,0,4.8995110092766341,0,0]
[2024,46,{"$f":"IF(LOADPROFILE=0.1,Results_10PoE!C953,IF(LOADPROFILE=0.5,Results_50PoE!C953,\"Invalid Load Profile %\"))","v":15},82.994318181818187,55.32954545454546,27.66477272727273,0,0,28.525174643299774,0,0,6.8268011618364506,226.33108059041754,226.33108059041754,1.4857296239348458E-2,2.0213286575399688E-3,4.0617118170199735E-5,false,1.1953534830387798E-2,0,0,5.4440714279331308,2.9014354836469445,0,0]
[2024,47,{"$f":"IF(LOADPROFILE=0.1,Results_10PoE!C954,IF(LOADPROFILE=0.5,Results_50PoE!C954,\"Invalid Load Profile %\"))","v":7},82.994318181818187,55.32954545454546,27.66477272727273,0,0,29.525174643299774,0,0,7.3806169682082503,117.13275668249879,117.13275668249879,1.4857296239348458E-2,2.0213286575399688E-3,4.0617118170199735E-5,false,1.1953534830387798E-2,0,0,5.8857149936870519,1.5015751952821919,0,0]
[2024,48,{"$f":"IF(LOADPROFILE=0.1,Results_10PoE!C955,IF(LOADPROFILE=0.5,Results_50PoE!C955,\"Invalid Load Profile %\"))","v":3},82.994318181818187,55.32954545454546,27.66477272727273,0,0,30.525174643299774,0,0,5.6739166777491379,60.549986534894408,60.549986534894408,1.4857296239348458E-2,2.0213286575399688E-3,4.0617118170199735E-5,false,1.1953534830387798E-2,0,0,4.5246971367037698,0.77621632437045585,0,0]
[2024,49,{"$f":"IF(LOADPROFILE=0.1,Results_10PoE!C956,IF(LOADPROFILE=0.5,Results_50PoE!C956,\"Invalid Load Profile %\"))","v":1},82.994318181818187,55.32954545454546,27.66477272727273,0,0,31.525174643299774,0,0,3.8287624356970755,31.266797364269713,31.266797364269713,1.4857296239348458E-2,2.0213286575399688E-3,4.0617118170199735E-5,false,1.1953534830387798E-2,0,0,3.0532683882820066,0.40082252554990788,0,0]
[2024,50,{"$f":"IF(LOADPROFILE=0.1,Results_10PoE!C957,IF(LOADPROFILE=0.5,Results_50PoE!C957,\"Invalid Load Profile %\"))","v":0},82.994318181818187,55.32954545454546,27.66477272727273,0,0,32.525174643299778,0,0,0,0,0,1.4857296239348458E-2,2.0213286575399688E-3,4.0617118170199735E-5,false,1.1953534830387798E-2,0,0,0,0,0,0]
[2024,51,{"$f":"IF(LOADPROFILE=0.1,Results_10PoE!C958,IF(LOADPROFILE=0.5,Results_50PoE!C958,\"Invalid Load Profile %\"))","v":0},82.994318181818187,55.32954545454546,27.66477272727273,0,0,33.525174643299778,0,0,0,0,0,1.4857296239348458E-2,2.0213286575399688E-3,4.0617118170199735E-5,false,1.1953534830387798E-2,0,0,0,0,0,0]
[2024,52,{"$f":"IF(LOADPROFILE=0.1,Results_10PoE!C959,IF(LOADPROFILE=0.5,Results_50PoE!C959,\"Invalid Load Profile %\"))","v":0},82.994318181818187,55.32954545454546,27.66477272727273,0,0,34.525174643299778,0,0,0,0,0,1.4857296239348458E-2,2.0213286575399688E-3,4.0617118170199735E-5,false,1.1953534830387798E-2,0,0,0,0,0,0]
[2024,53,{"$f":"IF(LOADPROFILE=0.1,Results_10PoE!C960,IF(LOADPROFILE=0.5,Results_50PoE!C960,\"Invalid Load Profile %\"))","v":0},82.994318181818187,55.32954545454546,27.66477272727273,0,0,35.525174643299778,0,0,0,0,0,1.4857296239348458E-2,2.0213286575399688E-3,4.0617118170199735E-5,false,1.1953534830387798E-2,0,0,0,0,0,0]
[2024,54,{"$f":"IF(LOADPROFILE=0.1,Results_10PoE!C961,IF(LOADPROFILE=0.5,Results_50PoE!C961,\"Invalid Load Profile %\"))","v":0},82.994318181818187,55.32954545454546,27.66477272727273,0,0,36.525174643299778,0,0,0,0,0,1.4857296239348458E-2,2.0213286575399688E-3,4.0617118170199735E-5,false,1.1953534830387798E-2,0,0,0,0,0,0]
[2024,55,{"$f":"IF(LOADPROFILE=0.1,Results_10PoE!C962,IF(LOADPROFILE=0.5,Results_50PoE!C962,\"Invalid Load Profile %\"))","v":0},82.994318181818187,55.32954545454546,27.66477272727273,0,0,37.525174643299778,0,0,0,0,0,1.4857296239348458E-2,2.0213286575399688E-3,4.0617118170199735E-5,false,1.1953534830387798E-2,0,0,0,0,0,0]
[2024,56,{"$f":"IF(LOADPROFILE=0.1,Results_10PoE!C963,IF(LOADPROFILE=0.5,Results_50PoE!C963,\"Invalid Load Profile %\"))","v":0},82.994318181818187,55.32954545454546,27.66477272727273,0,0,38.525174643299778,0,0,0,0,0,1.4857296239348458E-2,2.0213286575399688E-3,4.0617118170199735E-5,false,1.1953534830387798E-2,0,0,0,0,0,0]
[2024,57,{"$f":"IF(LOADPROFILE=0.1,Results_10PoE!C964,IF(LOADPROFILE=0.5,Results_50PoE!C964,\"Invalid Load Profile %\"))","v":0},82.994318181818187,55.32954545454546,27.66477272727273,0,0,39.525174643299778,0,0,0,0,0,1.4857296239348458E-2,2.0213286575399688E-3,4.0617118170199735E-5,false,1.1953534830387798E-2,0,0,0,0,0,0]
[2024,58,{"$f":"IF(LOADPROFILE=0.1,Results_10PoE!C965,IF(LOADPROFILE=0.5,Results_50PoE!C965,\"Invalid Load Profile %\"))","v":0},82.994318181818187,55.32954545454546,27.66477272727273,0,0,40.525174643299778,0,0,0,0,0,1.4857296239348458E-2,2.0213286575399688E-3,4.0617118170199735E-5,false,1.1953534830387798E-2,0,0,0,0,0,0]
[2024,59,{"$f":"IF(LOADPROFILE=0.1,Results_10PoE!C966,IF(LOADPROFILE=0.5,Results_50PoE!C966,\"Invalid Load Profile %\"))","v":0},82.994318181818187,55.32954545454546,27.66477272727273,0,0,41.525174643299778,0,0,0,0,0,1.4857296239348458E-2,2.0213286575399688E-3,4.0617118170199735E-5,false,1.1953534830387798E-2,0,0,0,0,0,0]
[2024,60,{"$f":"IF(LOADPROFILE=0.1,Results_10PoE!C967,IF(LOADPROFILE=0.5,Results_50PoE!C967,\"Invalid Load Profile %\"))","v":0},82.994318181818187,55.32954545454546,27.66477272727273,0,0,42.525174643299778,0,0,0,0,0,1.4857296239348458E-2,2.0213286575399688E-3,4.0617118170199735E-5,false,1.1953534830387798E-2,0,0,0,0,0,0]
[2024,61,{"$f":"IF(LOADPROFILE=0.1,Results_10PoE!C968,IF(LOADPROFILE=0.5,Results_50PoE!C968,\"Invalid Load Profile %\"))","v":0},82.994318181818187,55.32954545454546,27.66477272727273,0,0,43.525174643299778,0,0,0,0,0,1.4857296239348458E-2,2.0213286575399688E-3,4.0617118170199735E-5,false,1.1953534830387798E-2,0,0,0,0,0,0]
[2024,62,{"$f":"IF(LOADPROFILE=0.1,Results_10PoE!C969,IF(LOADPROFILE=0.5,Results_50PoE!C969,\"Invalid Load Profile %\"))","v":0},{"$f":"VLOOKUP($A998,$Q$4:$AB$26,6,FALSE)","v":82.994318181818187},{"$f":"VLOOKUP($A998,$Q$4:$AB$26,7,FALSE)","v":55.32954545454546},{"$f":"VLOOKUP($A998,$Q$4:$AB$26,9,FALSE)","v":27.66477272727273},{"$f":"VLOOKUP($A998,$Q$4:$AB$26,10,FALSE)","v":0},{"$f":"VLOOKUP($A998,$Q$4:$AB$26,11,FALSE)","v":0},{"$f":"IF(B998-VLOOKUP(A998,$Q$4:$AB$26,12,FALSE)<0,0,B998-VLOOKUP(A998,$Q$4:$AB$26,12,FALSE))","v":44.525174643299778},{"$f":"IF(B998=150,0,IF(IF($I998>D998,($I998-D998)*($C998-$C999),0)<0,0,IF($I998>D998,($I998-D998)*($C998-$C999),0)))*$Y$30","v":0},{"$f":"IF(C998=150,0,IF(IF($I998>E998,($I998-E998)*($C998-$C999),0)<0,0,IF($I998>E998,($I998-E998)*($C998-$C999),0)))*$Y$30","v":0},{"$f":"IF(D998=150,0,IF(IF($I998>F998,($I998-F998)*($C998-$C999),0)<0,0,IF($I998>F998,($I998-F998)*($C998-$C999),0)))*$Y$30","v":0},{"$f":"IF(E998=150,0,IF(IF($I998>G998,($I998-G998)*($C998-$C999),0)<0,0,IF($I998>G998,($I998-G998)*($C998-$C999),0)))*$Y$30","v":0},{"$f":"IF(F998=150,0,IF(IF($I998>H998,($I998-H998)*($C998-$C999),0)<0,0,IF($I998>H998,($I998-H998)*($C998-$C999),0)))*$Y$30","v":0},{"$f":"VLOOKUP($A998, $Q$4:$BB$26,33,FALSE)","v":1.4857296239348458E-2},{"$f":"VLOOKUP($A998, $Q$4:$BB$26,34,FALSE)","v":2.0213286575399688E-3},{"$f":"VLOOKUP($A998, $Q$4:$BB$26,35,FALSE)","v":4.0617118170199735E-5},{"$f":"VLOOKUP($A998, $Q$4:$BB$26,36,FALSE)","v":false},{"$f":"VLOOKUP($A998, $Q$4:$BB$26,37,FALSE)","v":1.1953534830387798E-2},{"$f":"J998*1000*($S$34/365)","v":0},{"$f":"O998*K998*1000*($T$34/365)","v":0},{"$f":"P998*L998*1000*($U$34/365)","v":0},{"$f":"Q998*M998*1000*($V$34/365)","v":0},{"$f":"R998*N998*1000*($W$34/365)","v":0},{"$f":"S998*K998*1000*($X$34/365)","v":0}]
[2024,63,{"$f":"IF(LOADPROFILE=0.1,Results_10PoE!C970,IF(LOADPROFILE=0.5,Results_50PoE!C970,\"Invalid Load Profile %\"))","v":0},82.994318181818187,55.32954545454546,27.66477272727273,0,0,45.525174643299778,0,0,0,0,0,1.4857296239348458E-2,2.0213286575399688E-3,4.0617118170199735E-5,false,1.1953534830387798E-2,0,0,0,0,0,0]
[2024,64,{"$f":"IF(LOADPROFILE=0.1,Results_10PoE!C971,IF(LOADPROFILE=0.5,Results_50PoE!C971,\"Invalid Load Profile %\"))","v":0},82.994318181818187,55.32954545454546,27.66477272727273,0,0,46.525174643299778,0,0,0,0,0,1.4857296239348458E-2,2.0213286575399688E-3,4.0617118170199735E-5,false,1.1953534830387798E-2,0,0,0,0,0,0]
[2024,65,{"$f":"IF(LOADPROFILE=0.1,Results_10PoE!C972,IF(LOADPROFILE=0.5,Results_50PoE!C972,\"Invalid Load Profile %\"))","v":0},82.994318181818187,55.32954545454546,27.66477272727273,0,0,47.525174643299778,0,0,0,0,0,1.4857296239348458E-2,2.0213286575399688E-3,4.0617118170199735E-5,false,1.1953534830387798E-2,0,0,0,0,0,0]
[2024,66,{"$f":"IF(LOADPROFILE=0.1,Results_10PoE!C973,IF(LOADPROFILE=0.5,Results_50PoE!C973,\"Invalid Load Profile %\"))","v":0},82.994318181818187,55.32954545454546,27.66477272727273,0,0,48.525174643299778,0,0,0,0,0,1.4857296239348458E-2,2.0213286575399688E-3,4.0617118170199735E-5,false,1.1953534830387798E-2,0,0,0,0,0,0]
[2024,67,{"$f":"IF(LOADPROFILE=0.1,Results_10PoE!C974,IF(LOADPROFILE=0.5,Results_50PoE!C974,\"Invalid Load Profile %\"))","v":0},82.994318181818187,55.32954545454546,27.66477272727273,0,0,49.525174643299778,0,0,0,0,0,1.4857296239348458E-2,2.0213286575399688E-3,4.0617118170199735E-5,false,1.1953534830387798E-2,0,0,0,0,0,0]
[2024,68,{"$f":"IF(LOADPROFILE=0.1,Results_10PoE!C975,IF(LOADPROFILE=0.5,Results_50PoE!C975,\"Invalid Load Profile %\"))","v":0},82.994318181818187,55.32954545454546,27.66477272727273,0,0,50.525174643299778,0,0,0,0,0,1.4857296239348458E-2,2.0213286575399688E-3,4.0617118170199735E-5,false,1.1953534830387798E-2,0,0,0,0,0,0]
[2024,69,{"$f":"IF(LOADPROFILE=0.1,Results_10PoE!C976,IF(LOADPROFILE=0.5,Results_50PoE!C976,\"Invalid Load Profile %\"))","v":0},82.994318181818187,55.32954545454546,27.66477272727273,0,0,51.525174643299778,0,0,0,0,0,1.4857296239348458E-2,2.0213286575399688E-3,4.0617118170199735E-5,false,1.1953534830387798E-2,0,0,0,0,0,0]
[2024,70,{"$f":"IF(LOADPROFILE=0.1,Results_10PoE!C977,IF(LOADPROFILE=0.5,Results_50PoE!C977,\"Invalid Load Profile %\"))","v":0},82.994318181818187,55.32954545454546,27.66477272727273,0,0,52.525174643299778,0,0,0,0,0,1.4857296239348458E-2,2.0213286575399688E-3,4.0617118170199735E-5,false,1.1953534830387798E-2,0,0,0,0,0,0]
[2024,71,{"$f":"IF(LOADPROFILE=0.1,Results_10PoE!C978,IF(LOADPROFILE=0.5,Results_50PoE!C978,\"Invalid Load Profile %\"))","v":0},82.994318181818187,55.32954545454546,27.66477272727273,0,0,53.525174643299778,0,0,0,0,0,1.4857296239348458E-2,2.0213286575399688E-3,4.0617118170199735E-5,false,1.1953534830387798E-2,0,0,0,0,0,0]
[2024,72,{"$f":"IF(LOADPROFILE=0.1,Results_10PoE!C979,IF(LOADPROFILE=0.5,Results_50PoE!C979,\"Invalid Load Profile %\"))","v":0},82.994318181818187,55.32954545454546,27.66477272727273,0,0,54.525174643299778,0,0,0,0,0,1.4857296239348458E-2,2.0213286575399688E-3,4.0617118170199735E-5,false,1.1953534830387798E-2,0,0,0,0,0,0]
[2024,73,{"$f":"IF(LOADPROFILE=0.1,Results_10PoE!C980,IF(LOADPROFILE=0.5,Results_50PoE!C980,\"Invalid Load Profile %\"))","v":0},82.994318181818187,55.32954545454546,27.66477272727273,0,0,55.525174643299778,0,0,0,0,0,1.4857296239348458E-2,2.0213286575399688E-3,4.0617118170199735E-5,false,1.1953534830387798E-2,0,0,0,0,0,0]
[2024,74,{"$f":"IF(LOADPROFILE=0.1,Results_10PoE!C981,IF(LOADPROFILE=0.5,Results_50PoE!C981,\"Invalid Load Profile %\"))","v":0},82.994318181818187,55.32954545454546,27.66477272727273,0,0,56.525174643299778,0,0,0,0,0,1.4857296239348458E-2,2.0213286575399688E-3,4.0617118170199735E-5,false,1.1953534830387798E-2,0,0,0,0,0,0]
[2024,75,{"$f":"IF(LOADPROFILE=0.1,Results_10PoE!C982,IF(LOADPROFILE=0.5,Results_50PoE!C982,\"Invalid Load Profile %\"))","v":0},82.994318181818187,55.32954545454546,27.66477272727273,0,0,57.525174643299778,0,0,0,0,0,1.4857296239348458E-2,2.0213286575399688E-3,4.0617118170199735E-5,false,1.1953534830387798E-2,0,0,0,0,0,0]
[2024,76,{"$f":"IF(LOADPROFILE=0.1,Results_10PoE!C983,IF(LOADPROFILE=0.5,Results_50PoE!C983,\"Invalid Load Profile %\"))","v":0},82.994318181818187,55.32954545454546,27.66477272727273,0,0,58.525174643299778,0,0,0,0,0,1.4857296239348458E-2,2.0213286575399688E-3,4.0617118170199735E-5,false,1.1953534830387798E-2,0,0,0,0,0,0]
[2024,77,{"$f":"IF(LOADPROFILE=0.1,Results_10PoE!C984,IF(LOADPROFILE=0.5,Results_50PoE!C984,\"Invalid Load Profile %\"))","v":0},82.994318181818187,55.32954545454546,27.66477272727273,0,0,59.525174643299778,0,0,0,0,0,1.4857296239348458E-2,2.0213286575399688E-3,4.0617118170199735E-5,false,1.1953534830387798E-2,0,0,0,0,0,0]
[2024,78,{"$f":"IF(LOADPROFILE=0.1,Results_10PoE!C985,IF(LOADPROFILE=0.5,Results_50PoE!C985,\"Invalid Load Profile %\"))","v":0},82.994318181818187,55.32954545454546,27.66477272727273,0,0,60.525174643299778,0,0,0,0,0,1.4857296239348458E-2,2.0213286575399688E-3,4.0617118170199735E-5,false,1.1953534830387798E-2,0,0,0,0,0,0]
[2024,79,{"$f":"IF(LOADPROFILE=0.1,Results_10PoE!C986,IF(LOADPROFILE=0.5,Results_50PoE!C986,\"Invalid Load Profile %\"))","v":0},82.994318181818187,55.32954545454546,27.66477272727273,0,0,61.525174643299778,0,0,0,0,0,1.4857296239348458E-2,2.0213286575399688E-3,4.0617118170199735E-5,false,1.1953534830387798E-2,0,0,0,0,0,0]
[2024,80,{"$f":"IF(LOADPROFILE=0.1,Results_10PoE!C987,IF(LOADPROFILE=0.5,Results_50PoE!C987,\"Invalid Load Profile %\"))","v":0},82.994318181818187,55.32954545454546,27.66477272727273,0,0,62.525174643299778,0,0,0,0,0,1.4857296239348458E-2,2.0213286575399688E-3,4.0617118170199735E-5,false,1.1953534830387798E-2,0,0,0,0,0,0]
[2024,81,{"$f":"IF(LOADPROFILE=0.1,Results_10PoE!C988,IF(LOADPROFILE=0.5,Results_50PoE!C988,\"Invalid Load Profile %\"))","v":0},82.994318181818187,55.32954545454546,27.66477272727273,0,0,63.525174643299778,0,0,0,0,0,1.4857296239348458E-2,2.0213286575399688E-3,4.0617118170199735E-5,false,1.1953534830387798E-2,0,0,0,0,0,0]
[2024,82,{"$f":"IF(LOADPROFILE=0.1,Results_10PoE!C989,IF(LOADPROFILE=0.5,Results_50PoE!C989,\"Invalid Load Profile %\"))","v":0},82.994318181818187,55.32954545454546,27.66477272727273,0,0,64.525174643299778,0,0,0,0,0,1.4857296239348458E-2,2.0213286575399688E-3,4.0617118170199735E-5,false,1.1953534830387798E-2,0,0,0,0,0,0]
[2024,83,{"$f":"IF(LOADPROFILE=0.1,Results_10PoE!C990,IF(LOADPROFILE=0.5,Results_50PoE!C990,\"Invalid Load Profile %\"))","v":0},82.994318181818187,55.32954545454546,27.66477272727273,0,0,65.525174643299778,0,0,0,0,0,1.4857296239348458E-2,2.0213286575399688E-3,4.0617118170199735E-5,false,1.1953534830387798E-2,0,0,0,0,0,0]
[2024,84,{"$f":"IF(LOADPROFILE=0.1,Results_10PoE!C991,IF(LOADPROFILE=0.5,Results_50PoE!C991,\"Invalid Load Profile %\"))","v":0},82.994318181818187,55.32954545454546,27.66477272727273,0,0,66.525174643299778,0,0,0,0,0,1.4857296239348458E-2,2.0213286575399688E-3,4.0617118170199735E-5,false,1.1953534830387798E-2,0,0,0,0,0,0]
[2024,85,{"$f":"IF(LOADPROFILE=0.1,Results_10PoE!C992,IF(LOADPROFILE=0.5,Results_50PoE!C992,\"Invalid Load Profile %\"))","v":0},82.994318181818187,55.32954545454546,27.66477272727273,0,0,67.525174643299778,0,0,0,0,0,1.4857296239348458E-2,2.0213286575399688E-3,4.0617118170199735E-5,false,1.1953534830387798E-2,0,0,0,0,0,0]
[2024,86,{"$f":"IF(LOADPROFILE=0.1,Results_10PoE!C993,IF(LOADPROFILE=0.5,Results_50PoE!C993,\"Invalid Load Profile %\"))","v":0},82.994318181818187,55.32954545454546,27.66477272727273,0,0,68.525174643299778,0,0,0,0,0,1.4857296239348458E-2,2.0213286575399688E-3,4.0617118170199735E-5,false,1.1953534830387798E-2,0,0,0,0,0,0]
[2024,87,{"$f":"IF(LOADPROFILE=0.1,Results_10PoE!C994,IF(LOADPROFILE=0.5,Results_50PoE!C994,\"Invalid Load Profile %\"))","v":0},82.994318181818187,55.32954545454546,27.66477272727273,0,0,69.525174643299778,0,0,0,0,0,1.4857296239348458E-2,2.0213286575399688E-3,4.0617118170199735E-5,false,1.1953534830387798E-2,0,0,0,0,0,0]
[2024,88,{"$f":"IF(LOADPROFILE=0.1,Results_10PoE!C995,IF(LOADPROFILE=0.5,Results_50PoE!C995,\"Invalid Load Profile %\"))","v":0},82.994318181818187,55.32954545454546,27.66477272727273,0,0,70.525174643299778,0,0,0,0,0,1.4857296239348458E-2,2.0213286575399688E-3,4.0617118170199735E-5,false,1.1953534830387798E-2,0,0,0,0,0,0]
[2024,89,{"$f":"IF(LOADPROFILE=0.1,Results_10PoE!C996,IF(LOADPROFILE=0.5,Results_50PoE!C996,\"Invalid Load Profile %\"))","v":0},82.994318181818187,55.32954545454546,27.66477272727273,0,0,71.525174643299778,0,0,0,0,0,1.4857296239348458E-2,2.0213286575399688E-3,4.0617118170199735E-5,false,1.1953534830387798E-2,0,0,0,0,0,0]
[2024,90,{"$f":"IF(LOADPROFILE=0.1,Results_10PoE!C997,IF(LOADPROFILE=0.5,Results_50PoE!C997,\"Invalid Load Profile %\"))","v":0},82.994318181818187,55.32954545454546,27.66477272727273,0,0,72.525174643299778,0,0,0,0,0,1.4857296239348458E-2,2.0213286575399688E-3,4.0617118170199735E-5,false,1.1953534830387798E-2,0,0,0,0,0,0]
[2024,91,{"$f":"IF(LOADPROFILE=0.1,Results_10PoE!C998,IF(LOADPROFILE=0.5,Results_50PoE!C998,\"Invalid Load Profile %\"))","v":0},82.994318181818187,55.32954545454546,27.66477272727273,0,0,73.525174643299778,0,0,0,0,0,1.4857296239348458E-2,2.0213286575399688E-3,4.0617118170199735E-5,false,1.1953534830387798E-2,0,0,0,0,0,0]
[2024,92,{"$f":"IF(LOADPROFILE=0.1,Results_10PoE!C999,IF(LOADPROFILE=0.5,Results_50PoE!C999,\"Invalid Load Profile %\"))","v":0},82.994318181818187,55.32954545454546,27.66477272727273,0,0,74.525174643299778,0,0,0,0,0,1.4857296239348458E-2,2.0213286575399688E-3,4.0617118170199735E-5,false,1.1953534830387798E-2,0,0,0,0,0,0]
[2024,93,{"$f":"IF(LOADPROFILE=0.1,Results_10PoE!C1000,IF(LOADPROFILE=0.5,Results_50PoE!C1000,\"Invalid Load Profile %\"))","v":0},82.994318181818187,55.32954545454546,27.66477272727273,0,0,75.525174643299778,0,0,0,0,0,1.4857296239348458E-2,2.0213286575399688E-3,4.0617118170199735E-5,false,1.1953534830387798E-2,0,0,0,0,0,0]
[2024,94,{"$f":"IF(LOADPROFILE=0.1,Results_10PoE!C1001,IF(LOADPROFILE=0.5,Results_50PoE!C1001,\"Invalid Load Profile %\"))","v":0},82.994318181818187,55.32954545454546,27.66477272727273,0,0,76.525174643299778,0,0,0,0,0,1.4857296239348458E-2,2.0213286575399688E-3,4.0617118170199735E-5,false,1.1953534830387798E-2,0,0,0,0,0,0]
[2024,95,{"$f":"IF(LOADPROFILE=0.1,Results_10PoE!C1002,IF(LOADPROFILE=0.5,Results_50PoE!C1002,\"Invalid Load Profile %\"))","v":0},82.994318181818187,55.32954545454546,27.66477272727273,0,0,77.525174643299778,0,0,0,0,0,1.4857296239348458E-2,2.0213286575399688E-3,4.0617118170199735E-5,false,1.1953534830387798E-2,0,0,0,0,0,0]
[2024,96,{"$f":"IF(LOADPROFILE=0.1,Results_10PoE!C1003,IF(LOADPROFILE=0.5,Results_50PoE!C1003,\"Invalid Load Profile %\"))","v":0},82.994318181818187,55.32954545454546,27.66477272727273,0,0,78.525174643299778,0,0,0,0,0,1.4857296239348458E-2,2.0213286575399688E-3,4.0617118170199735E-5,false,1.1953534830387798E-2,0,0,0,0,0,0]
[2024,97,{"$f":"IF(LOADPROFILE=0.1,Results_10PoE!C1004,IF(LOADPROFILE=0.5,Results_50PoE!C1004,\"Invalid Load Profile %\"))","v":0},82.994318181818187,55.32954545454546,27.66477272727273,0,0,79.525174643299778,0,0,0,0,0,1.4857296239348458E-2,2.0213286575399688E-3,4.0617118170199735E-5,false,1.1953534830387798E-2,0,0,0,0,0,0]
[2024,98,{"$f":"IF(LOADPROFILE=0.1,Results_10PoE!C1005,IF(LOADPROFILE=0.5,Results_50PoE!C1005,\"Invalid Load Profile %\"))","v":0},82.994318181818187,55.32954545454546,27.66477272727273,0,0,80.525174643299778,0,0,0,0,0,1.4857296239348458E-2,2.0213286575399688E-3,4.0617118170199735E-5,false,1.1953534830387798E-2,0,0,0,0,0,0]
[2024,99,{"$f":"IF(LOADPROFILE=0.1,Results_10PoE!C1006,IF(LOADPROFILE=0.5,Results_50PoE!C1006,\"Invalid Load Profile %\"))","v":0},82.994318181818187,55.32954545454546,27.66477272727273,0,0,81.525174643299778,0,0,0,0,0,1.4857296239348458E-2,2.0213286575399688E-3,4.0617118170199735E-5,false,1.1953534830387798E-2,0,0,0,0,0,0]
[2024,100,{"$f":"IF(LOADPROFILE=0.1,Results_10PoE!C1007,IF(LOADPROFILE=0.5,Results_50PoE!C1007,\"Invalid Load Profile %\"))","v":0},82.994318181818187,55.32954545454546,27.66477272727273,0,0,82.525174643299778,0,0,0,0,0,1.4857296239348458E-2,2.0213286575399688E-3,4.0617118170199735E-5,false,1.1953534830387798E-2,0,0,0,0,0,0]
[2024,101,{"$f":"IF(LOADPROFILE=0.1,Results_10PoE!C1008,IF(LOADPROFILE=0.5,Results_50PoE!C1008,\"Invalid Load Profile %\"))","v":0},82.994318181818187,55.32954545454546,27.66477272727273,0,0,83.525174643299778,0,0,0,0,0,1.4857296239348458E-2,2.0213286575399688E-3,4.0617118170199735E-5,false,1.1953534830387798E-2,0,0,0,0,0,0]
[2024,102,{"$f":"IF(LOADPROFILE=0.1,Results_10PoE!C1009,IF(LOADPROFILE=0.5,Results_50PoE!C1009,\"Invalid Load Profile %\"))","v":0},82.994318181818187,55.32954545454546,27.66477272727273,0,0,84.525174643299778,0,0,0,0,0,1.4857296239348458E-2,2.0213286575399688E-3,4.0617118170199735E-5,false,1.1953534830387798E-2,0,0,0,0,0,0]
[2024,103,{"$f":"IF(LOADPROFILE=0.1,Results_10PoE!C1010,IF(LOADPROFILE=0.5,Results_50PoE!C1010,\"Invalid Load Profile %\"))","v":0},82.994318181818187,55.32954545454546,27.66477272727273,0,0,85.525174643299778,0,0,0,0,0,1.4857296239348458E-2,2.0213286575399688E-3,4.0617118170199735E-5,false,1.1953534830387798E-2,0,0,0,0,0,0]
[2024,104,{"$f":"IF(LOADPROFILE=0.1,Results_10PoE!C1011,IF(LOADPROFILE=0.5,Results_50PoE!C1011,\"Invalid Load Profile %\"))","v":0},82.994318181818187,55.32954545454546,27.66477272727273,0,0,86.525174643299778,0,0,0,0,0,1.4857296239348458E-2,2.0213286575399688E-3,4.0617118170199735E-5,false,1.1953534830387798E-2,0,0,0,0,0,0]
[2024,105,{"$f":"IF(LOADPROFILE=0.1,Results_10PoE!C1012,IF(LOADPROFILE=0.5,Results_50PoE!C1012,\"Invalid Load Profile %\"))","v":0},82.994318181818187,55.32954545454546,27.66477272727273,0,0,87.525174643299778,0,0,0,0,0,1.4857296239348458E-2,2.0213286575399688E-3,4.0617118170199735E-5,false,1.1953534830387798E-2,0,0,0,0,0,0]
[2024,106,{"$f":"IF(LOADPROFILE=0.1,Results_10PoE!C1013,IF(LOADPROFILE=0.5,Results_50PoE!C1013,\"Invalid Load Profile %\"))","v":0},82.994318181818187,55.32954545454546,27.66477272727273,0,0,88.525174643299778,0,0,0,0,0,1.4857296239348458E-2,2.0213286575399688E-3,4.0617118170199735E-5,false,1.1953534830387798E-2,0,0,0,0,0,0]
[2024,107,{"$f":"IF(LOADPROFILE=0.1,Results_10PoE!C1014,IF(LOADPROFILE=0.5,Results_50PoE!C1014,\"Invalid Load Profile %\"))","v":0},82.994318181818187,55.32954545454546,27.66477272727273,0,0,89.525174643299778,0,0,0,0,0,1.4857296239348458E-2,2.0213286575399688E-3,4.0617118170199735E-5,false,1.1953534830387798E-2,0,0,0,0,0,0]
[2024,108,{"$f":"IF(LOADPROFILE=0.1,Results_10PoE!C1015,IF(LOADPROFILE=0.5,Results_50PoE!C1015,\"Invalid Load Profile %\"))","v":0},82.994318181818187,55.32954545454546,27.66477272727273,0,0,90.525174643299778,0,0,0,0,0,1.4857296239348458E-2,2.0213286575399688E-3,4.0617118170199735E-5,false,1.1953534830387798E-2,0,0,0,0,0,0]
[2024,109,{"$f":"IF(LOADPROFILE=0.1,Results_10PoE!C1016,IF(LOADPROFILE=0.5,Results_50PoE!C1016,\"Invalid Load Profile %\"))","v":0},82.994318181818187,55.32954545454546,27.66477272727273,0,0,91.525174643299778,0,0,0,0,0,1.4857296239348458E-2,2.0213286575399688E-3,4.0617118170199735E-5,false,1.1953534830387798E-2,0,0,0,0,0,0]
[2024,110,{"$f":"IF(LOADPROFILE=0.1,Results_10PoE!C1017,IF(LOADPROFILE=0.5,Results_50PoE!C1017,\"Invalid Load Profile %\"))","v":0},82.994318181818187,55.32954545454546,27.66477272727273,0,0,92.525174643299778,0,0,0,0,0,1.4857296239348458E-2,2.0213286575399688E-3,4.0617118170199735E-5,false,1.1953534830387798E-2,0,0,0,0,0,0]
[2024,111,{"$f":"IF(LOADPROFILE=0.1,Results_10PoE!C1018,IF(LOADPROFILE=0.5,Results_50PoE!C1018,\"Invalid Load Profile %\"))","v":0},82.994318181818187,55.32954545454546,27.66477272727273,0,0,93.525174643299778,0,0,0,0,0,1.4857296239348458E-2,2.0213286575399688E-3,4.0617118170199735E-5,false,1.1953534830387798E-2,0,0,0,0,0,0]
[2024,112,{"$f":"IF(LOADPROFILE=0.1,Results_10PoE!C1019,IF(LOADPROFILE=0.5,Results_50PoE!C1019,\"Invalid Load Profile %\"))","v":0},82.994318181818187,55.32954545454546,27.66477272727273,0,0,94.525174643299778,0,0,0,0,0,1.4857296239348458E-2,2.0213286575399688E-3,4.0617118170199735E-5,false,1.1953534830387798E-2,0,0,0,0,0,0]
[2024,113,{"$f":"IF(LOADPROFILE=0.1,Results_10PoE!C1020,IF(LOADPROFILE=0.5,Results_50PoE!C1020,\"Invalid Load Profile %\"))","v":0},82.994318181818187,55.32954545454546,27.66477272727273,0,0,95.525174643299778,0,0,0,0,0,1.4857296239348458E-2,2.0213286575399688E-3,4.0617118170199735E-5,false,1.1953534830387798E-2,0,0,0,0,0,0]
[2024,114,{"$f":"IF(LOADPROFILE=0.1,Results_10PoE!C1021,IF(LOADPROFILE=0.5,Results_50PoE!C1021,\"Invalid Load Profile %\"))","v":0},82.994318181818187,55.32954545454546,27.66477272727273,0,0,96.525174643299778,0,0,0,0,0,1.4857296239348458E-2,2.0213286575399688E-3,4.0617118170199735E-5,false,1.1953534830387798E-2,0,0,0,0,0,0]
[2024,115,{"$f":"IF(LOADPROFILE=0.1,Results_10PoE!C1022,IF(LOADPROFILE=0.5,Results_50PoE!C1022,\"Invalid Load Profile %\"))","v":0},82.994318181818187,55.32954545454546,27.66477272727273,0,0,97.525174643299778,0,0,0,0,0,1.4857296239348458E-2,2.0213286575399688E-3,4.0617118170199735E-5,false,1.1953534830387798E-2,0,0,0,0,0,0]
[2024,116,{"$f":"IF(LOADPROFILE=0.1,Results_10PoE!C1023,IF(LOADPROFILE=0.5,Results_50PoE!C1023,\"Invalid Load Profile %\"))","v":0},82.994318181818187,55.32954545454546,27.66477272727273,0,0,98.525174643299778,0,0,0,0,0,1.4857296239348458E-2,2.0213286575399688E-3,4.0617118170199735E-5,false,1.1953534830387798E-2,0,0,0,0,0,0]
[2024,117,{"$f":"IF(LOADPROFILE=0.1,Results_10PoE!C1024,IF(LOADPROFILE=0.5,Results_50PoE!C1024,\"Invalid Load Profile %\"))","v":0},82.994318181818187,55.32954545454546,27.66477272727273,0,0,99.525174643299778,0,0,0,0,0,1.4857296239348458E-2,2.0213286575399688E-3,4.0617118170199735E-5,false,1.1953534830387798E-2,0,0,0,0,0,0]
[2024,118,{"$f":"IF(LOADPROFILE=0.1,Results_10PoE!C1025,IF(LOADPROFILE=0.5,Results_50PoE!C1025,\"Invalid Load Profile %\"))","v":0},82.994318181818187,55.32954545454546,27.66477272727273,0,0,100.52517464329978,0,0,0,0,0,1.4857296239348458E-2,2.0213286575399688E-3,4.0617118170199735E-5,false,1.1953534830387798E-2,0,0,0,0,0,0]
[2024,119,{"$f":"IF(LOADPROFILE=0.1,Results_10PoE!C1026,IF(LOADPROFILE=0.5,Results_50PoE!C1026,\"Invalid Load Profile %\"))","v":0},82.994318181818187,55.32954545454546,27.66477272727273,0,0,101.52517464329978,0,0,0,0,0,1.4857296239348458E-2,2.0213286575399688E-3,4.0617118170199735E-5,false,1.1953534830387798E-2,0,0,0,0,0,0]
[2024,120,{"$f":"IF(LOADPROFILE=0.1,Results_10PoE!C1027,IF(LOADPROFILE=0.5,Results_50PoE!C1027,\"Invalid Load Profile %\"))","v":0},82.994318181818187,55.32954545454546,27.66477272727273,0,0,102.52517464329978,0,0,0,0,0,1.4857296239348458E-2,2.0213286575399688E-3,4.0617118170199735E-5,false,1.1953534830387798E-2,0,0,0,0,0,0]
[2024,121,{"$f":"IF(LOADPROFILE=0.1,Results_10PoE!C1028,IF(LOADPROFILE=0.5,Results_50PoE!C1028,\"Invalid Load Profile %\"))","v":0},82.994318181818187,55.32954545454546,27.66477272727273,0,0,103.52517464329978,0,0,0,0,0,1.4857296239348458E-2,2.0213286575399688E-3,4.0617118170199735E-5,false,1.1953534830387798E-2,0,0,0,0,0,0]
[2024,122,{"$f":"IF(LOADPROFILE=0.1,Results_10PoE!C1029,IF(LOADPROFILE=0.5,Results_50PoE!C1029,\"Invalid Load Profile %\"))","v":0},82.994318181818187,55.32954545454546,27.66477272727273,0,0,104.52517464329978,0,0,0,0,0,1.4857296239348458E-2,2.0213286575399688E-3,4.0617118170199735E-5,false,1.1953534830387798E-2,0,0,0,0,0,0]
[2024,123,{"$f":"IF(LOADPROFILE=0.1,Results_10PoE!C1030,IF(LOADPROFILE=0.5,Results_50PoE!C1030,\"Invalid Load Profile %\"))","v":0},82.994318181818187,55.32954545454546,27.66477272727273,0,0,105.52517464329978,0,0,0,0,0,1.4857296239348458E-2,2.0213286575399688E-3,4.0617118170199735E-5,false,1.1953534830387798E-2,0,0,0,0,0,0]
[2024,124,{"$f":"IF(LOADPROFILE=0.1,Results_10PoE!C1031,IF(LOADPROFILE=0.5,Results_50PoE!C1031,\"Invalid Load Profile %\"))","v":0},82.994318181818187,55.32954545454546,27.66477272727273,0,0,106.52517464329978,0,0,0,0,0,1.4857296239348458E-2,2.0213286575399688E-3,4.0617118170199735E-5,false,1.1953534830387798E-2,0,0,0,0,0,0]
[2024,125,{"$f":"IF(LOADPROFILE=0.1,Results_10PoE!C1032,IF(LOADPROFILE=0.5,Results_50PoE!C1032,\"Invalid Load Profile %\"))","v":0},82.994318181818187,55.32954545454546,27.66477272727273,0,0,107.52517464329978,0,0,0,0,0,1.4857296239348458E-2,2.0213286575399688E-3,4.0617118170199735E-5,false,1.1953534830387798E-2,0,0,0,0,0,0]
[2024,126,{"$f":"IF(LOADPROFILE=0.1,Results_10PoE!C1033,IF(LOADPROFILE=0.5,Results_50PoE!C1033,\"Invalid Load Profile %\"))","v":0},{"$f":"VLOOKUP($A1062,$Q$4:$AB$26,6,FALSE)","v":82.994318181818187},{"$f":"VLOOKUP($A1062,$Q$4:$AB$26,7,FALSE)","v":55.32954545454546},{"$f":"VLOOKUP($A1062,$Q$4:$AB$26,9,FALSE)","v":27.66477272727273},{"$f":"VLOOKUP($A1062,$Q$4:$AB$26,10,FALSE)","v":0},{"$f":"VLOOKUP($A1062,$Q$4:$AB$26,11,FALSE)","v":0},{"$f":"IF(B1062-VLOOKUP(A1062,$Q$4:$AB$26,12,FALSE)<0,0,B1062-VLOOKUP(A1062,$Q$4:$AB$26,12,FALSE))","v":108.52517464329978},{"$f":"IF(B1062=150,0,IF(IF($I1062>D1062,($I1062-D1062)*($C1062-$C1063),0)<0,0,IF($I1062>D1062,($I1062-D1062)*($C1062-$C1063),0)))*$Y$30","v":0},{"$f":"IF(C1062=150,0,IF(IF($I1062>E1062,($I1062-E1062)*($C1062-$C1063),0)<0,0,IF($I1062>E1062,($I1062-E1062)*($C1062-$C1063),0)))*$Y$30","v":0},{"$f":"IF(D1062=150,0,IF(IF($I1062>F1062,($I1062-F1062)*($C1062-$C1063),0)<0,0,IF($I1062>F1062,($I1062-F1062)*($C1062-$C1063),0)))*$Y$30","v":0},{"$f":"IF(E1062=150,0,IF(IF($I1062>G1062,($I1062-G1062)*($C1062-$C1063),0)<0,0,IF($I1062>G1062,($I1062-G1062)*($C1062-$C1063),0)))*$Y$30","v":0},{"$f":"IF(F1062=150,0,IF(IF($I1062>H1062,($I1062-H1062)*($C1062-$C1063),0)<0,0,IF($I1062>H1062,($I1062-H1062)*($C1062-$C1063),0)))*$Y$30","v":0},{"$f":"VLOOKUP($A1062, $Q$4:$BB$26,33,FALSE)","v":1.4857296239348458E-2},{"$f":"VLOOKUP($A1062, $Q$4:$BB$26,34,FALSE)","v":2.0213286575399688E-3},{"$f":"VLOOKUP($A1062, $Q$4:$BB$26,35,FALSE)","v":4.0617118170199735E-5},{"$f":"VLOOKUP($A1062, $Q$4:$BB$26,36,FALSE)","v":false},{"$f":"VLOOKUP($A1062, $Q$4:$BB$26,37,FALSE)","v":1.1953534830387798E-2},{"$f":"J1062*1000*($S$34/365)","v":0},{"$f":"O1062*K1062*1000*($T$34/365)","v":0},{"$f":"P1062*L1062*1000*($U$34/365)","v":0},{"$f":"Q1062*M1062*1000*($V$34/365)","v":0},{"$f":"R1062*N1062*1000*($W$34/365)","v":0},{"$f":"S1062*K1062*1000*($X$34/365)","v":0}]
[2024,127,{"$f":"IF(LOADPROFILE=0.1,Results_10PoE!C1034,IF(LOADPROFILE=0.5,Results_50PoE!C1034,\"Invalid Load Profile %\"))","v":0},82.994318181818187,55.32954545454546,27.66477272727273,0,0,109.52517464329978,0,0,0,0,0,1.4857296239348458E-2,2.0213286575399688E-3,4.0617118170199735E-5,false,1.1953534830387798E-2,0,0,0,0,0,0]
[2024,128,{"$f":"IF(LOADPROFILE=0.1,Results_10PoE!C1035,IF(LOADPROFILE=0.5,Results_50PoE!C1035,\"Invalid Load Profile %\"))","v":0},82.994318181818187,55.32954545454546,27.66477272727273,0,0,110.52517464329978,0,0,0,0,0,1.4857296239348458E-2,2.0213286575399688E-3,4.0617118170199735E-5,false,1.1953534830387798E-2,0,0,0,0,0,0]
[2024,129,{"$f":"IF(LOADPROFILE=0.1,Results_10PoE!C1036,IF(LOADPROFILE=0.5,Results_50PoE!C1036,\"Invalid Load Profile %\"))","v":0},82.994318181818187,55.32954545454546,27.66477272727273,0,0,111.52517464329978,0,0,0,0,0,1.4857296239348458E-2,2.0213286575399688E-3,4.0617118170199735E-5,false,1.1953534830387798E-2,0,0,0,0,0,0]
[2024,130,{"$f":"IF(LOADPROFILE=0.1,Results_10PoE!C1037,IF(LOADPROFILE=0.5,Results_50PoE!C1037,\"Invalid Load Profile %\"))","v":0},82.994318181818187,55.32954545454546,27.66477272727273,0,0,112.52517464329978,0,0,0,0,0,1.4857296239348458E-2,2.0213286575399688E-3,4.0617118170199735E-5,false,1.1953534830387798E-2,0,0,0,0,0,0]
[2024,131,{"$f":"IF(LOADPROFILE=0.1,Results_10PoE!C1038,IF(LOADPROFILE=0.5,Results_50PoE!C1038,\"Invalid Load Profile %\"))","v":0},82.994318181818187,55.32954545454546,27.66477272727273,0,0,113.52517464329978,0,0,0,0,0,1.4857296239348458E-2,2.0213286575399688E-3,4.0617118170199735E-5,false,1.1953534830387798E-2,0,0,0,0,0,0]
[2024,132,{"$f":"IF(LOADPROFILE=0.1,Results_10PoE!C1039,IF(LOADPROFILE=0.5,Results_50PoE!C1039,\"Invalid Load Profile %\"))","v":0},82.994318181818187,55.32954545454546,27.66477272727273,0,0,114.52517464329978,0,0,0,0,0,1.4857296239348458E-2,2.0213286575399688E-3,4.0617118170199735E-5,false,1.1953534830387798E-2,0,0,0,0,0,0]
[2024,133,{"$f":"IF(LOADPROFILE=0.1,Results_10PoE!C1040,IF(LOADPROFILE=0.5,Results_50PoE!C1040,\"Invalid Load Profile %\"))","v":0},82.994318181818187,55.32954545454546,27.66477272727273,0,0,115.52517464329978,0,0,0,0,0,1.4857296239348458E-2,2.0213286575399688E-3,4.0617118170199735E-5,false,1.1953534830387798E-2,0,0,0,0,0,0]
[2024,134,{"$f":"IF(LOADPROFILE=0.1,Results_10PoE!C1041,IF(LOADPROFILE=0.5,Results_50PoE!C1041,\"Invalid Load Profile %\"))","v":0},82.994318181818187,55.32954545454546,27.66477272727273,0,0,116.52517464329978,0,0,0,0,0,1.4857296239348458E-2,2.0213286575399688E-3,4.0617118170199735E-5,false,1.1953534830387798E-2,0,0,0,0,0,0]
[2024,135,{"$f":"IF(LOADPROFILE=0.1,Results_10PoE!C1042,IF(LOADPROFILE=0.5,Results_50PoE!C1042,\"Invalid Load Profile %\"))","v":0},82.994318181818187,55.32954545454546,27.66477272727273,0,0,117.52517464329978,0,0,0,0,0,1.4857296239348458E-2,2.0213286575399688E-3,4.0617118170199735E-5,false,1.1953534830387798E-2,0,0,0,0,0,0]
[2024,136,{"$f":"IF(LOADPROFILE=0.1,Results_10PoE!C1043,IF(LOADPROFILE=0.5,Results_50PoE!C1043,\"Invalid Load Profile %\"))","v":0},82.994318181818187,55.32954545454546,27.66477272727273,0,0,118.52517464329978,0,0,0,0,0,1.4857296239348458E-2,2.0213286575399688E-3,4.0617118170199735E-5,false,1.1953534830387798E-2,0,0,0,0,0,0]
[2024,137,{"$f":"IF(LOADPROFILE=0.1,Results_10PoE!C1044,IF(LOADPROFILE=0.5,Results_50PoE!C1044,\"Invalid Load Profile %\"))","v":0},82.994318181818187,55.32954545454546,27.66477272727273,0,0,119.52517464329978,0,0,0,0,0,1.4857296239348458E-2,2.0213286575399688E-3,4.0617118170199735E-5,false,1.1953534830387798E-2,0,0,0,0,0,0]
[2024,138,{"$f":"IF(LOADPROFILE=0.1,Results_10PoE!C1045,IF(LOADPROFILE=0.5,Results_50PoE!C1045,\"Invalid Load Profile %\"))","v":0},82.994318181818187,55.32954545454546,27.66477272727273,0,0,120.52517464329978,0,0,0,0,0,1.4857296239348458E-2,2.0213286575399688E-3,4.0617118170199735E-5,false,1.1953534830387798E-2,0,0,0,0,0,0]
[2024,139,{"$f":"IF(LOADPROFILE=0.1,Results_10PoE!C1046,IF(LOADPROFILE=0.5,Results_50PoE!C1046,\"Invalid Load Profile %\"))","v":0},82.994318181818187,55.32954545454546,27.66477272727273,0,0,121.52517464329978,0,0,0,0,0,1.4857296239348458E-2,2.0213286575399688E-3,4.0617118170199735E-5,false,1.1953534830387798E-2,0,0,0,0,0,0]
[2024,140,{"$f":"IF(LOADPROFILE=0.1,Results_10PoE!C1047,IF(LOADPROFILE=0.5,Results_50PoE!C1047,\"Invalid Load Profile %\"))","v":0},82.994318181818187,55.32954545454546,27.66477272727273,0,0,122.52517464329978,0,0,0,0,0,1.4857296239348458E-2,2.0213286575399688E-3,4.0617118170199735E-5,false,1.1953534830387798E-2,0,0,0,0,0,0]
[2024,141,{"$f":"IF(LOADPROFILE=0.1,Results_10PoE!C1048,IF(LOADPROFILE=0.5,Results_50PoE!C1048,\"Invalid Load Profile %\"))","v":0},82.994318181818187,55.32954545454546,27.66477272727273,0,0,123.52517464329978,0,0,0,0,0,1.4857296239348458E-2,2.0213286575399688E-3,4.0617118170199735E-5,false,1.1953534830387798E-2,0,0,0,0,0,0]
[2024,142,{"$f":"IF(LOADPROFILE=0.1,Results_10PoE!C1049,IF(LOADPROFILE=0.5,Results_50PoE!C1049,\"Invalid Load Profile %\"))","v":0},82.994318181818187,55.32954545454546,27.66477272727273,0,0,124.52517464329978,0,0,0,0,0,1.4857296239348458E-2,2.0213286575399688E-3,4.0617118170199735E-5,false,1.1953534830387798E-2,0,0,0,0,0,0]
[2024,143,{"$f":"IF(LOADPROFILE=0.1,Results_10PoE!C1050,IF(LOADPROFILE=0.5,Results_50PoE!C1050,\"Invalid Load Profile %\"))","v":0},82.994318181818187,55.32954545454546,27.66477272727273,0,0,125.52517464329978,0,0,0,0,0,1.4857296239348458E-2,2.0213286575399688E-3,4.0617118170199735E-5,false,1.1953534830387798E-2,0,0,0,0,0,0]
[2024,144,{"$f":"IF(LOADPROFILE=0.1,Results_10PoE!C1051,IF(LOADPROFILE=0.5,Results_50PoE!C1051,\"Invalid Load Profile %\"))","v":0},82.994318181818187,55.32954545454546,27.66477272727273,0,0,126.52517464329978,0,0,0,0,0,1.4857296239348458E-2,2.0213286575399688E-3,4.0617118170199735E-5,false,1.1953534830387798E-2,0,0,0,0,0,0]
[2024,145,{"$f":"IF(LOADPROFILE=0.1,Results_10PoE!C1052,IF(LOADPROFILE=0.5,Results_50PoE!C1052,\"Invalid Load Profile %\"))","v":0},82.994318181818187,55.32954545454546,27.66477272727273,0,0,127.52517464329978,0,0,0,0,0,1.4857296239348458E-2,2.0213286575399688E-3,4.0617118170199735E-5,false,1.1953534830387798E-2,0,0,0,0,0,0]
[2024,146,{"$f":"IF(LOADPROFILE=0.1,Results_10PoE!C1053,IF(LOADPROFILE=0.5,Results_50PoE!C1053,\"Invalid Load Profile %\"))","v":0},82.994318181818187,55.32954545454546,27.66477272727273,0,0,128.52517464329978,0,0,0,0,0,1.4857296239348458E-2,2.0213286575399688E-3,4.0617118170199735E-5,false,1.1953534830387798E-2,0,0,0,0,0,0]
[2024,147,{"$f":"IF(LOADPROFILE=0.1,Results_10PoE!C1054,IF(LOADPROFILE=0.5,Results_50PoE!C1054,\"Invalid Load Profile %\"))","v":0},82.994318181818187,55.32954545454546,27.66477272727273,0,0,129.52517464329978,0,0,0,0,0,1.4857296239348458E-2,2.0213286575399688E-3,4.0617118170199735E-5,false,1.1953534830387798E-2,0,0,0,0,0,0]
[2024,148,{"$f":"IF(LOADPROFILE=0.1,Results_10PoE!C1055,IF(LOADPROFILE=0.5,Results_50PoE!C1055,\"Invalid Load Profile %\"))","v":0},82.994318181818187,55.32954545454546,27.66477272727273,0,0,130.52517464329978,0,0,0,0,0,1.4857296239348458E-2,2.0213286575399688E-3,4.0617118170199735E-5,false,1.1953534830387798E-2,0,0,0,0,0,0]
[2024,149,{"$f":"IF(LOADPROFILE=0.1,Results_10PoE!C1056,IF(LOADPROFILE=0.5,Results_50PoE!C1056,\"Invalid Load Profile %\"))","v":0},82.994318181818187,55.32954545454546,27.66477272727273,0,0,131.52517464329978,0,0,0,0,0,1.4857296239348458E-2,2.0213286575399688E-3,4.0617118170199735E-5,false,1.1953534830387798E-2,0,0,0,0,0,0]
[2024,150,{"$f":"IF(LOADPROFILE=0.1,Results_10PoE!C1057,IF(LOADPROFILE=0.5,Results_50PoE!C1057,\"Invalid Load Profile %\"))","v":0},82.994318181818187,55.32954545454546,27.66477272727273,0,0,132.52517464329978,0,0,0,0,0,1.4857296239348458E-2,2.0213286575399688E-3,4.0617118170199735E-5,false,1.1953534830387798E-2,0,0,0,0,0,0]
[2025,1,{"$f":"IF(LOADPROFILE=0.1,Results_10PoE!C1058,IF(LOADPROFILE=0.5,Results_50PoE!C1058,\"Invalid Load Profile %\"))","v":8570},82.994318181818187,55.32954545454546,27.66477272727273,0,0,0,0,0,0,0,0,1.582263843844977E-2,2.1564962027714333E-3,4.3842498325781794E-5,false,1.2458971613593063E-2,0,0,0,0,0,0]
[2025,2,{"$f":"IF(LOADPROFILE=0.1,Results_10PoE!C1059,IF(LOADPROFILE=0.5,Results_50PoE!C1059,\"Invalid Load Profile %\"))","v":8428},82.994318181818187,55.32954545454546,27.66477272727273,0,0,0,0,0,0,0,0,1.582263843844977E-2,2.1564962027714333E-3,4.3842498325781794E-5,false,1.2458971613593063E-2,0,0,0,0,0,0]
[2025,3,{"$f":"IF(LOADPROFILE=0.1,Results_10PoE!C1060,IF(LOADPROFILE=0.5,Results_50PoE!C1060,\"Invalid Load Profile %\"))","v":8238},82.994318181818187,55.32954545454546,27.66477272727273,0,0,0,0,0,0,0,0,1.582263843844977E-2,2.1564962027714333E-3,4.3842498325781794E-5,false,1.2458971613593063E-2,0,0,0,0,0,0]
[2025,4,{"$f":"IF(LOADPROFILE=0.1,Results_10PoE!C1061,IF(LOADPROFILE=0.5,Results_50PoE!C1061,\"Invalid Load Profile %\"))","v":8036},82.994318181818187,55.32954545454546,27.66477272727273,0,0,0,0,0,0,0,0,1.582263843844977E-2,2.1564962027714333E-3,4.3842498325781794E-5,false,1.2458971613593063E-2,0,0,0,0,0,0]
[2025,5,{"$f":"IF(LOADPROFILE=0.1,Results_10PoE!C1062,IF(LOADPROFILE=0.5,Results_50PoE!C1062,\"Invalid Load Profile %\"))","v":7774},82.994318181818187,55.32954545454546,27.66477272727273,0,0,0,0,0,0,0,0,1.582263843844977E-2,2.1564962027714333E-3,4.3842498325781794E-5,false,1.2458971613593063E-2,0,0,0,0,0,0]
[2025,6,{"$f":"IF(LOADPROFILE=0.1,Results_10PoE!C1063,IF(LOADPROFILE=0.5,Results_50PoE!C1063,\"Invalid Load Profile %\"))","v":7431},82.994318181818187,55.32954545454546,27.66477272727273,0,0,0,0,0,0,0,0,1.582263843844977E-2,2.1564962027714333E-3,4.3842498325781794E-5,false,1.2458971613593063E-2,0,0,0,0,0,0]
[2025,7,{"$f":"IF(LOADPROFILE=0.1,Results_10PoE!C1064,IF(LOADPROFILE=0.5,Results_50PoE!C1064,\"Invalid Load Profile %\"))","v":7037},82.994318181818187,55.32954545454546,27.66477272727273,0,0,0,0,0,0,0,0,1.582263843844977E-2,2.1564962027714333E-3,4.3842498325781794E-5,false,1.2458971613593063E-2,0,0,0,0,0,0]
[2025,8,{"$f":"IF(LOADPROFILE=0.1,Results_10PoE!C1065,IF(LOADPROFILE=0.5,Results_50PoE!C1065,\"Invalid Load Profile %\"))","v":6703},82.994318181818187,55.32954545454546,27.66477272727273,0,0,0,0,0,0,0,0,1.582263843844977E-2,2.1564962027714333E-3,4.3842498325781794E-5,false,1.2458971613593063E-2,0,0,0,0,0,0]
[2025,9,{"$f":"IF(LOADPROFILE=0.1,Results_10PoE!C1066,IF(LOADPROFILE=0.5,Results_50PoE!C1066,\"Invalid Load Profile %\"))","v":6334},82.994318181818187,55.32954545454546,27.66477272727273,0,0,0,0,0,0,0,0,1.582263843844977E-2,2.1564962027714333E-3,4.3842498325781794E-5,false,1.2458971613593063E-2,0,0,0,0,0,0]
[2025,10,{"$f":"IF(LOADPROFILE=0.1,Results_10PoE!C1067,IF(LOADPROFILE=0.5,Results_50PoE!C1067,\"Invalid Load Profile %\"))","v":5988},82.994318181818187,55.32954545454546,27.66477272727273,0,0,0,0,0,0,0,0,1.582263843844977E-2,2.1564962027714333E-3,4.3842498325781794E-5,false,1.2458971613593063E-2,0,0,0,0,0,0]
[2025,11,{"$f":"IF(LOADPROFILE=0.1,Results_10PoE!C1068,IF(LOADPROFILE=0.5,Results_50PoE!C1068,\"Invalid Load Profile %\"))","v":5591},82.994318181818187,55.32954545454546,27.66477272727273,0,0,0,0,0,0,0,0,1.582263843844977E-2,2.1564962027714333E-3,4.3842498325781794E-5,false,1.2458971613593063E-2,0,0,0,0,0,0]
[2025,12,{"$f":"IF(LOADPROFILE=0.1,Results_10PoE!C1069,IF(LOADPROFILE=0.5,Results_50PoE!C1069,\"Invalid Load Profile %\"))","v":5193},82.994318181818187,55.32954545454546,27.66477272727273,0,0,0,0,0,0,0,0,1.582263843844977E-2,2.1564962027714333E-3,4.3842498325781794E-5,false,1.2458971613593063E-2,0,0,0,0,0,0]
[2025,13,{"$f":"IF(LOADPROFILE=0.1,Results_10PoE!C1070,IF(LOADPROFILE=0.5,Results_50PoE!C1070,\"Invalid Load Profile %\"))","v":4869},82.994318181818187,55.32954545454546,27.66477272727273,0,0,0,0,0,0,0,0,1.582263843844977E-2,2.1564962027714333E-3,4.3842498325781794E-5,false,1.2458971613593063E-2,0,0,0,0,0,0]
[2025,14,{"$f":"IF(LOADPROFILE=0.1,Results_10PoE!C1071,IF(LOADPROFILE=0.5,Results_50PoE!C1071,\"Invalid Load Profile %\"))","v":4611},82.994318181818187,55.32954545454546,27.66477272727273,0,0,0,0,0,0,0,0,1.582263843844977E-2,2.1564962027714333E-3,4.3842498325781794E-5,false,1.2458971613593063E-2,0,0,0,0,0,0]
[2025,15,{"$f":"IF(LOADPROFILE=0.1,Results_10PoE!C1072,IF(LOADPROFILE=0.5,Results_50PoE!C1072,\"Invalid Load Profile %\"))","v":4386},82.994318181818187,55.32954545454546,27.66477272727273,0,0,0,0,0,0,0,0,1.582263843844977E-2,2.1564962027714333E-3,4.3842498325781794E-5,false,1.2458971613593063E-2,0,0,0,0,0,0]
[2025,16,{"$f":"IF(LOADPROFILE=0.1,Results_10PoE!C1073,IF(LOADPROFILE=0.5,Results_50PoE!C1073,\"Invalid Load Profile %\"))","v":4215},82.994318181818187,55.32954545454546,27.66477272727273,0,0,0,0,0,0,0,0,1.582263843844977E-2,2.1564962027714333E-3,4.3842498325781794E-5,false,1.2458971613593063E-2,0,0,0,0,0,0]
[2025,17,{"$f":"IF(LOADPROFILE=0.1,Results_10PoE!C1074,IF(LOADPROFILE=0.5,Results_50PoE!C1074,\"Invalid Load Profile %\"))","v":4023},82.994318181818187,55.32954545454546,27.66477272727273,0,0,0,0,0,0,0,0,1.582263843844977E-2,2.1564962027714333E-3,4.3842498325781794E-5,false,1.2458971613593063E-2,0,0,0,0,0,0]
[2025,18,{"$f":"IF(LOADPROFILE=0.1,Results_10PoE!C1075,IF(LOADPROFILE=0.5,Results_50PoE!C1075,\"Invalid Load Profile %\"))","v":3886},82.994318181818187,55.32954545454546,27.66477272727273,0,0,0.71777566036246299,0,0,0,88.274712227824367,88.274712227824367,1.582263843844977E-2,2.1564962027714333E-3,4.3842498325781794E-5,false,1.2458971613593063E-2,0,0,0,1.2214936655786199,0,0]
[2025,19,{"$f":"IF(LOADPROFILE=0.1,Results_10PoE!C1076,IF(LOADPROFILE=0.5,Results_50PoE!C1076,\"Invalid Load Profile %\"))","v":3762},82.994318181818187,55.32954545454546,27.66477272727273,0,0,1.717775660362463,0,0,0,214.66581410855412,214.66581410855412,1.582263843844977E-2,2.1564962027714333E-3,4.3842498325781794E-5,false,1.2458971613593063E-2,0,0,0,2.9704195633415655,0,0]
[2025,20,{"$f":"IF(LOADPROFILE=0.1,Results_10PoE!C1077,IF(LOADPROFILE=0.5,Results_50PoE!C1077,\"Invalid Load Profile %\"))","v":3636},82.994318181818187,55.32954545454546,27.66477272727273,0,0,2.717775660362463,0,0,0,431.28016547071735,431.28016547071735,1.582263843844977E-2,2.1564962027714333E-3,4.3842498325781794E-5,false,1.2458971613593063E-2,0,0,0,5.9678018417388854,0,0]
[2025,21,{"$f":"IF(LOADPROFILE=0.1,Results_10PoE!C1078,IF(LOADPROFILE=0.5,Results_50PoE!C1078,\"Invalid Load Profile %\"))","v":3476},82.994318181818187,55.32954545454546,27.66477272727273,0,0,3.717775660362463,0,0,0,475.6623619008692,475.6623619008692,1.582263843844977E-2,2.1564962027714333E-3,4.3842498325781794E-5,false,1.2458971613593063E-2,0,0,0,6.5819366311447309,0,0]
[2025,22,{"$f":"IF(LOADPROFILE=0.1,Results_10PoE!C1079,IF(LOADPROFILE=0.5,Results_50PoE!C1079,\"Invalid Load Profile %\"))","v":3347},82.994318181818187,55.32954545454546,27.66477272727273,0,0,4.717775660362463,0,0,0,603.60509039097246,603.60509039097246,1.582263843844977E-2,2.1564962027714333E-3,4.3842498325781794E-5,false,1.2458971613593063E-2,0,0,0,8.3523330273874841,0,0]
[2025,23,{"$f":"IF(LOADPROFILE=0.1,Results_10PoE!C1080,IF(LOADPROFILE=0.5,Results_50PoE!C1080,\"Invalid Load Profile %\"))","v":3218},82.994318181818187,55.32954545454546,27.66477272727273,0,0,5.717775660362463,0,0,0,765.57329882903286,765.57329882903286,1.582263843844977E-2,2.1564962027714333E-3,4.3842498325781794E-5,false,1.2458971613593063E-2,0,0,0,10.593554047985132,0,0]
[2025,24,{"$f":"IF(LOADPROFILE=0.1,Results_10PoE!C1081,IF(LOADPROFILE=0.5,Results_50PoE!C1081,\"Invalid Load Profile %\"))","v":3083},82.994318181818187,55.32954545454546,27.66477272727273,0,0,6.717775660362463,0,0,0,892.80413447858916,892.80413447858916,1.582263843844977E-2,2.1564962027714333E-3,4.3842498325781794E-5,false,1.2458971613593063E-2,0,0,0,12.354099688860316,0,0]
[2025,25,{"$f":"IF(LOADPROFILE=0.1,Results_10PoE!C1082,IF(LOADPROFILE=0.5,Results_50PoE!C1082,\"Invalid Load Profile %\"))","v":2949},82.994318181818187,55.32954545454546,27.66477272727273,0,0,7.717775660362463,0,0,0,1063.9784910443277,1063.9784910443277,1.582263843844977E-2,2.1564962027714333E-3,4.3842498325781794E-5,false,1.2458971613593063E-2,0,0,0,14.72270998480689,0,0]
[2025,26,{"$f":"IF(LOADPROFILE=0.1,Results_10PoE!C1083,IF(LOADPROFILE=0.5,Results_50PoE!C1083,\"Invalid Load Profile %\"))","v":2810},82.994318181818187,55.32954545454546,27.66477272727273,0,0,8.717775660362463,0,0,0,1331.5341447295614,1331.5341447295614,1.582263843844977E-2,2.1564962027714333E-3,4.3842498325781794E-5,false,1.2458971613593063E-2,0,0,0,18.424988110877592,0,0]
[2025,27,{"$f":"IF(LOADPROFILE=0.1,Results_10PoE!C1084,IF(LOADPROFILE=0.5,Results_50PoE!C1084,\"Invalid Load Profile %\"))","v":2656},82.994318181818187,55.32954545454546,27.66477272727273,0,0,9.717775660362463,0,0,0,1281.8712516892872,1281.8712516892872,1.582263843844977E-2,2.1564962027714333E-3,4.3842498325781794E-5,false,1.2458971613593063E-2,0,0,0,17.737782140650907,0,0]
[2025,28,{"$f":"IF(LOADPROFILE=0.1,Results_10PoE!C1085,IF(LOADPROFILE=0.5,Results_50PoE!C1085,\"Invalid Load Profile %\"))","v":2523},82.994318181818187,55.32954545454546,27.66477272727273,0,0,10.717775660362463,0,0,0,1594.4900713158052,1594.4900713158052,1.582263843844977E-2,2.1564962027714333E-3,4.3842498325781794E-5,false,1.2458971613593063E-2,0,0,0,22.06361791260931,0,0]
[2025,29,{"$f":"IF(LOADPROFILE=0.1,Results_10PoE!C1086,IF(LOADPROFILE=0.5,Results_50PoE!C1086,\"Invalid Load Profile %\"))","v":2373},82.994318181818187,55.32954545454546,27.66477272727273,0,0,11.717775660362463,0,0,0,1847.8563269895321,1847.8563269895321,1.582263843844977E-2,2.1564962027714333E-3,4.3842498325781794E-5,false,1.2458971613593063E-2,0,0,0,25.569551475758104,0,0]
[2025,30,{"$f":"IF(LOADPROFILE=0.1,Results_10PoE!C1087,IF(LOADPROFILE=0.5,Results_50PoE!C1087,\"Invalid Load Profile %\"))","v":2214},82.994318181818187,55.32954545454546,27.66477272727273,0,0,12.717775660362463,0,0,0,2068.6208883963959,2068.6208883963959,1.582263843844977E-2,2.1564962027714333E-3,4.3842498325781794E-5,false,1.2458971613593063E-2,0,0,0,28.62436192528714,0,0]
[2025,31,{"$f":"IF(LOADPROFILE=0.1,Results_10PoE!C1088,IF(LOADPROFILE=0.5,Results_50PoE!C1088,\"Invalid Load Profile %\"))","v":2050},82.994318181818187,55.32954545454546,27.66477272727273,0,0,13.717775660362463,0,0,0,2721.0692198479105,2721.0692198479105,1.582263843844977E-2,2.1564962027714333E-3,4.3842498325781794E-5,false,1.2458971613593063E-2,0,0,0,37.652559059801966,0,0]
[2025,32,{"$f":"IF(LOADPROFILE=0.1,Results_10PoE!C1089,IF(LOADPROFILE=0.5,Results_50PoE!C1089,\"Invalid Load Profile %\"))","v":1850},82.994318181818187,55.32954545454546,27.66477272727273,0,0,14.717775660362463,0,0,0,3298.9559443100252,3298.9559443100252,1.582263843844977E-2,2.1564962027714333E-3,4.3842498325781794E-5,false,1.2458971613593063E-2,0,0,0,45.649016431768949,0,0]
[2025,33,{"$f":"IF(LOADPROFILE=0.1,Results_10PoE!C1090,IF(LOADPROFILE=0.5,Results_50PoE!C1090,\"Invalid Load Profile %\"))","v":1624},82.994318181818187,55.32954545454546,27.66477272727273,0,0,15.717775660362463,0,0,0,4037.539161857103,4037.539161857103,1.582263843844977E-2,2.1564962027714333E-3,4.3842498325781794E-5,false,1.2458971613593063E-2,0,0,0,55.869097573557873,0,0]
[2025,34,{"$f":"IF(LOADPROFILE=0.1,Results_10PoE!C1091,IF(LOADPROFILE=0.5,Results_50PoE!C1091,\"Invalid Load Profile %\"))","v":1365},82.994318181818187,55.32954545454546,27.66477272727273,0,0,16.717775660362463,0,0,0,4294.4164229341313,4294.4164229341313,1.582263843844977E-2,2.1564962027714333E-3,4.3842498325781794E-5,false,1.2458971613593063E-2,0,0,0,59.423614369115015,0,0]
[2025,35,{"$f":"IF(LOADPROFILE=0.1,Results_10PoE!C1092,IF(LOADPROFILE=0.5,Results_50PoE!C1092,\"Invalid Load Profile %\"))","v":1106},82.994318181818187,55.32954545454546,27.66477272727273,0,0,17.717775660362463,0,0,0,3602.3753097385634,3602.3753097385634,1.582263843844977E-2,2.1564962027714333E-3,4.3842498325781794E-5,false,1.2458971613593063E-2,0,0,0,49.847555555049397,0,0]
[2025,36,{"$f":"IF(LOADPROFILE=0.1,Results_10PoE!C1093,IF(LOADPROFILE=0.5,Results_50PoE!C1093,\"Invalid Load Profile %\"))","v":901},82.994318181818187,55.32954545454546,27.66477272727273,0,0,18.717775660362463,0,0,0,3044.5561196697422,3044.5561196697422,1.582263843844977E-2,2.1564962027714333E-3,4.3842498325781794E-5,false,1.2458971613593063E-2,0,0,0,42.128780947790005,0,0]
[2025,37,{"$f":"IF(LOADPROFILE=0.1,Results_10PoE!C1094,IF(LOADPROFILE=0.5,Results_50PoE!C1094,\"Invalid Load Profile %\"))","v":737},82.994318181818187,55.32954545454546,27.66477272727273,0,0,19.717775660362463,0,0,0,3168.0996501882837,3168.0996501882837,1.582263843844977E-2,2.1564962027714333E-3,4.3842498325781794E-5,false,1.2458971613593063E-2,0,0,0,43.838303824082672,0,0]
[2025,38,{"$f":"IF(LOADPROFILE=0.1,Results_10PoE!C1095,IF(LOADPROFILE=0.5,Results_50PoE!C1095,\"Invalid Load Profile %\"))","v":575},82.994318181818187,55.32954545454546,27.66477272727273,0,0,20.717775660362463,0,0,0,1767.1258308217505,1767.1258308217505,1.582263843844977E-2,2.1564962027714333E-3,4.3842498325781794E-5,false,1.2458971613593063E-2,0,0,0,24.4524502448477,0,0]
[2025,39,{"$f":"IF(LOADPROFILE=0.1,Results_10PoE!C1096,IF(LOADPROFILE=0.5,Results_50PoE!C1096,\"Invalid Load Profile %\"))","v":489},82.994318181818187,55.32954545454546,27.66477272727273,0,0,21.717775660362463,0,0,0,2283.2165606248777,2283.2165606248777,1.582263843844977E-2,2.1564962027714333E-3,4.3842498325781794E-5,false,1.2458971613593063E-2,0,0,0,31.593810906453609,0,0]
[2025,40,{"$f":"IF(LOADPROFILE=0.1,Results_10PoE!C1097,IF(LOADPROFILE=0.5,Results_50PoE!C1097,\"Invalid Load Profile %\"))","v":383},{"$f":"VLOOKUP($A1126,$Q$4:$AB$26,6,FALSE)","v":82.994318181818187},{"$f":"VLOOKUP($A1126,$Q$4:$AB$26,7,FALSE)","v":55.32954545454546},{"$f":"VLOOKUP($A1126,$Q$4:$AB$26,9,FALSE)","v":27.66477272727273},{"$f":"VLOOKUP($A1126,$Q$4:$AB$26,10,FALSE)","v":0},{"$f":"VLOOKUP($A1126,$Q$4:$AB$26,11,FALSE)","v":0},{"$f":"IF(B1126-VLOOKUP(A1126,$Q$4:$AB$26,12,FALSE)<0,0,B1126-VLOOKUP(A1126,$Q$4:$AB$26,12,FALSE))","v":22.717775660362463},{"$f":"IF(B1126=150,0,IF(IF($I1126>D1126,($I1126-D1126)*($C1126-$C1127),0)<0,0,IF($I1126>D1126,($I1126-D1126)*($C1126-$C1127),0)))*$Y$30","v":0},{"$f":"IF(C1126=150,0,IF(IF($I1126>E1126,($I1126-E1126)*($C1126-$C1127),0)<0,0,IF($I1126>E1126,($I1126-E1126)*($C1126-$C1127),0)))*$Y$30","v":0},{"$f":"IF(D1126=150,0,IF(IF($I1126>F1126,($I1126-F1126)*($C1126-$C1127),0)<0,0,IF($I1126>F1126,($I1126-F1126)*($C1126-$C1127),0)))*$Y$30","v":0},{"$f":"IF(E1126=150,0,IF(IF($I1126>G1126,($I1126-G1126)*($C1126-$C1127),0)<0,0,IF($I1126>G1126,($I1126-G1126)*($C1126-$C1127),0)))*$Y$30","v":1892.6529695339373},{"$f":"IF(F1126=150,0,IF(IF($I1126>H1126,($I1126-H1126)*($C1126-$C1127),0)<0,0,IF($I1126>H1126,($I1126-H1126)*($C1126-$C1127),0)))*$Y$30","v":1892.6529695339373},{"$f":"VLOOKUP($A1126, $Q$4:$BB$26,33,FALSE)","v":1.582263843844977E-2},{"$f":"VLOOKUP($A1126, $Q$4:$BB$26,34,FALSE)","v":2.1564962027714333E-3},{"$f":"VLOOKUP($A1126, $Q$4:$BB$26,35,FALSE)","v":4.3842498325781794E-5},{"$f":"VLOOKUP($A1126, $Q$4:$BB$26,36,FALSE)","v":false},{"$f":"VLOOKUP($A1126, $Q$4:$BB$26,37,FALSE)","v":1.2458971613593063E-2},{"$f":"J1126*1000*($S$34/365)","v":0},{"$f":"O1126*K1126*1000*($T$34/365)","v":0},{"$f":"P1126*L1126*1000*($U$34/365)","v":0},{"$f":"Q1126*M1126*1000*($V$34/365)","v":26.189421127283666},{"$f":"R1126*N1126*1000*($W$34/365)","v":0},{"$f":"S1126*K1126*1000*($X$34/365)","v":0}]
[2025,41,{"$f":"IF(LOADPROFILE=0.1,Results_10PoE!C1098,IF(LOADPROFILE=0.5,Results_50PoE!C1098,\"Invalid Load Profile %\"))","v":299},82.994318181818187,55.32954545454546,27.66477272727273,0,0,23.717775660362463,0,0,0,1881.8709653971694,1881.8709653971694,1.582263843844977E-2,2.1564962027714333E-3,4.3842498325781794E-5,false,1.2458971613593063E-2,0,0,0,26.040226081240192,0,0]
[2025,42,{"$f":"IF(LOADPROFILE=0.1,Results_10PoE!C1099,IF(LOADPROFILE=0.5,Results_50PoE!C1099,\"Invalid Load Profile %\"))","v":219},82.994318181818187,55.32954545454546,27.66477272727273,0,0,24.717775660362463,0,0,0,1568.9722345143759,1568.9722345143759,1.582263843844977E-2,2.1564962027714333E-3,4.3842498325781794E-5,false,1.2458971613593063E-2,0,0,0,21.710517061577708,0,0]
[2025,43,{"$f":"IF(LOADPROFILE=0.1,Results_10PoE!C1100,IF(LOADPROFILE=0.5,Results_50PoE!C1100,\"Invalid Load Profile %\"))","v":155},82.994318181818187,55.32954545454546,27.66477272727273,0,0,25.717775660362463,0,0,0,1300.8567583165911,1300.8567583165911,1.582263843844977E-2,2.1564962027714333E-3,4.3842498325781794E-5,false,1.2458971613593063E-2,0,0,0,18.000492440098846,0,0]
[2025,44,{"$f":"IF(LOADPROFILE=0.1,Results_10PoE!C1101,IF(LOADPROFILE=0.5,Results_50PoE!C1101,\"Invalid Load Profile %\"))","v":104},82.994318181818187,55.32954545454546,27.66477272727273,0,0,26.717775660362463,0,0,0,1245.4435698228106,1245.4435698228106,1.582263843844977E-2,2.1564962027714333E-3,4.3842498325781794E-5,false,1.2458971613593063E-2,0,0,0,17.233717255831159,0,0]
[2025,45,{"$f":"IF(LOADPROFILE=0.1,Results_10PoE!C1102,IF(LOADPROFILE=0.5,Results_50PoE!C1102,\"Invalid Load Profile %\"))","v":57},82.994318181818187,55.32954545454546,27.66477272727273,0,0,27.717775660362463,0,0,1.2616446283681484,659.77448291411145,659.77448291411145,1.582263843844977E-2,2.1564962027714333E-3,4.3842498325781794E-5,false,1.2458971613593063E-2,0,0,1.0733846204013586,9.1295721192503869,0,0]
[2025,46,{"$f":"IF(LOADPROFILE=0.1,Results_10PoE!C1103,IF(LOADPROFILE=0.5,Results_50PoE!C1103,\"Invalid Load Profile %\"))","v":33},82.994318181818187,55.32954545454546,27.66477272727273,0,0,28.717775660362463,0,0,16.7099619680722,455.71852082523441,455.71852082523441,1.582263843844977E-2,2.1564962027714333E-3,4.3842498325781794E-5,false,1.2458971613593063E-2,0,0,14.216535925191227,6.3059654619799792,0,0]
[2025,47,{"$f":"IF(LOADPROFILE=0.1,Results_10PoE!C1104,IF(LOADPROFILE=0.5,Results_50PoE!C1104,\"Invalid Load Profile %\"))","v":17},82.994318181818187,55.32954545454546,27.66477272727273,0,0,29.717775660362463,0,0,12.217060318962114,176.84526989039793,176.84526989039793,1.582263843844977E-2,2.1564962027714333E-3,4.3842498325781794E-5,false,1.2458971613593063E-2,0,0,10.394055788793082,2.4470810666723879,0,0]
[2025,48,{"$f":"IF(LOADPROFILE=0.1,Results_10PoE!C1105,IF(LOADPROFILE=0.5,Results_50PoE!C1105,\"Invalid Load Profile %\"))","v":11},82.994318181818187,55.32954545454546,27.66477272727273,0,0,30.717775660362463,0,0,15.139904083247627,152.3300787261108,152.3300787261108,1.582263843844977E-2,2.1564962027714333E-3,4.3842498325781794E-5,false,1.2458971613593063E-2,0,0,12.880758838032877,2.1078542375852356,0,0]
[2025,49,{"$f":"IF(LOADPROFILE=0.1,Results_10PoE!C1106,IF(LOADPROFILE=0.5,Results_50PoE!C1106,\"Invalid Load Profile %\"))","v":6},82.994318181818187,55.32954545454546,27.66477272727273,0,0,31.717775660362463,0,0,20.098924567360157,157.28909921022333,157.28909921022333,1.582263843844977E-2,2.1564962027714333E-3,4.3842498325781794E-5,false,1.2458971613593063E-2,0,0,17.099804518738186,2.1764742529434824,0,0]
[2025,50,{"$f":"IF(LOADPROFILE=0.1,Results_10PoE!C1107,IF(LOADPROFILE=0.5,Results_50PoE!C1107,\"Invalid Load Profile %\"))","v":1},82.994318181818187,55.32954545454546,27.66477272727273,0,0,32.717775660362463,0,0,5.0115890102945384,32.449623938867177,32.449623938867177,1.582263843844977E-2,2.1564962027714333E-3,4.3842498325781794E-5,false,1.2458971613593063E-2,0,0,4.2637700398886995,0.44901885366034577,0,0]
[2025,51,{"$f":"IF(LOADPROFILE=0.1,Results_10PoE!C1108,IF(LOADPROFILE=0.5,Results_50PoE!C1108,\"Invalid Load Profile %\"))","v":0},82.994318181818187,55.32954545454546,27.66477272727273,0,0,33.717775660362463,0,0,0,0,0,1.582263843844977E-2,2.1564962027714333E-3,4.3842498325781794E-5,false,1.2458971613593063E-2,0,0,0,0,0,0]
[2025,52,{"$f":"IF(LOADPROFILE=0.1,Results_10PoE!C1109,IF(LOADPROFILE=0.5,Results_50PoE!C1109,\"Invalid Load Profile %\"))","v":0},82.994318181818187,55.32954545454546,27.66477272727273,0,0,34.717775660362463,0,0,0,0,0,1.582263843844977E-2,2.1564962027714333E-3,4.3842498325781794E-5,false,1.2458971613593063E-2,0,0,0,0,0,0]
[2025,53,{"$f":"IF(LOADPROFILE=0.1,Results_10PoE!C1110,IF(LOADPROFILE=0.5,Results_50PoE!C1110,\"Invalid Load Profile %\"))","v":0},82.994318181818187,55.32954545454546,27.66477272727273,0,0,35.717775660362463,0,0,0,0,0,1.582263843844977E-2,2.1564962027714333E-3,4.3842498325781794E-5,false,1.2458971613593063E-2,0,0,0,0,0,0]
[2025,54,{"$f":"IF(LOADPROFILE=0.1,Results_10PoE!C1111,IF(LOADPROFILE=0.5,Results_50PoE!C1111,\"Invalid Load Profile %\"))","v":0},82.994318181818187,55.32954545454546,27.66477272727273,0,0,36.717775660362463,0,0,0,0,0,1.582263843844977E-2,2.1564962027714333E-3,4.3842498325781794E-5,false,1.2458971613593063E-2,0,0,0,0,0,0]
[2025,55,{"$f":"IF(LOADPROFILE=0.1,Results_10PoE!C1112,IF(LOADPROFILE=0.5,Results_50PoE!C1112,\"Invalid Load Profile %\"))","v":0},82.994318181818187,55.32954545454546,27.66477272727273,0,0,37.717775660362463,0,0,0,0,0,1.582263843844977E-2,2.1564962027714333E-3,4.3842498325781794E-5,false,1.2458971613593063E-2,0,0,0,0,0,0]
[2025,56,{"$f":"IF(LOADPROFILE=0.1,Results_10PoE!C1113,IF(LOADPROFILE=0.5,Results_50PoE!C1113,\"Invalid Load Profile %\"))","v":0},82.994318181818187,55.32954545454546,27.66477272727273,0,0,38.717775660362463,0,0,0,0,0,1.582263843844977E-2,2.1564962027714333E-3,4.3842498325781794E-5,false,1.2458971613593063E-2,0,0,0,0,0,0]
[2025,57,{"$f":"IF(LOADPROFILE=0.1,Results_10PoE!C1114,IF(LOADPROFILE=0.5,Results_50PoE!C1114,\"Invalid Load Profile %\"))","v":0},82.994318181818187,55.32954545454546,27.66477272727273,0,0,39.717775660362463,0,0,0,0,0,1.582263843844977E-2,2.1564962027714333E-3,4.3842498325781794E-5,false,1.2458971613593063E-2,0,0,0,0,0,0]
[2025,58,{"$f":"IF(LOADPROFILE=0.1,Results_10PoE!C1115,IF(LOADPROFILE=0.5,Results_50PoE!C1115,\"Invalid Load Profile %\"))","v":0},82.994318181818187,55.32954545454546,27.66477272727273,0,0,40.717775660362463,0,0,0,0,0,1.582263843844977E-2,2.1564962027714333E-3,4.3842498325781794E-5,false,1.2458971613593063E-2,0,0,0,0,0,0]
[2025,59,{"$f":"IF(LOADPROFILE=0.1,Results_10PoE!C1116,IF(LOADPROFILE=0.5,Results_50PoE!C1116,\"Invalid Load Profile %\"))","v":0},82.994318181818187,55.32954545454546,27.66477272727273,0,0,41.717775660362463,0,0,0,0,0,1.582263843844977E-2,2.1564962027714333E-3,4.3842498325781794E-5,false,1.2458971613593063E-2,0,0,0,0,0,0]
[2025,60,{"$f":"IF(LOADPROFILE=0.1,Results_10PoE!C1117,IF(LOADPROFILE=0.5,Results_50PoE!C1117,\"Invalid Load Profile %\"))","v":0},82.994318181818187,55.32954545454546,27.66477272727273,0,0,42.717775660362463,0,0,0,0,0,1.582263843844977E-2,2.1564962027714333E-3,4.3842498325781794E-5,false,1.2458971613593063E-2,0,0,0,0,0,0]
[2025,61,{"$f":"IF(LOADPROFILE=0.1,Results_10PoE!C1118,IF(LOADPROFILE=0.5,Results_50PoE!C1118,\"Invalid Load Profile %\"))","v":0},82.994318181818187,55.32954545454546,27.66477272727273,0,0,43.717775660362463,0,0,0,0,0,1.582263843844977E-2,2.1564962027714333E-3,4.3842498325781794E-5,false,1.2458971613593063E-2,0,0,0,0,0,0]
[2025,62,{"$f":"IF(LOADPROFILE=0.1,Results_10PoE!C1119,IF(LOADPROFILE=0.5,Results_50PoE!C1119,\"Invalid Load Profile %\"))","v":0},82.994318181818187,55.32954545454546,27.66477272727273,0,0,44.717775660362463,0,0,0,0,0,1.582263843844977E-2,2.1564962027714333E-3,4.3842498325781794E-5,false,1.2458971613593063E-2,0,0,0,0,0,0]
[2025,63,{"$f":"IF(LOADPROFILE=0.1,Results_10PoE!C1120,IF(LOADPROFILE=0.5,Results_50PoE!C1120,\"Invalid Load Profile %\"))","v":0},82.994318181818187,55.32954545454546,27.66477272727273,0,0,45.717775660362463,0,0,0,0,0,1.582263843844977E-2,2.1564962027714333E-3,4.3842498325781794E-5,false,1.2458971613593063E-2,0,0,0,0,0,0]
[2025,64,{"$f":"IF(LOADPROFILE=0.1,Results_10PoE!C1121,IF(LOADPROFILE=0.5,Results_50PoE!C1121,\"Invalid Load Profile %\"))","v":0},82.994318181818187,55.32954545454546,27.66477272727273,0,0,46.717775660362463,0,0,0,0,0,1.582263843844977E-2,2.1564962027714333E-3,4.3842498325781794E-5,false,1.2458971613593063E-2,0,0,0,0,0,0]
[2025,65,{"$f":"IF(LOADPROFILE=0.1,Results_10PoE!C1122,IF(LOADPROFILE=0.5,Results_50PoE!C1122,\"Invalid Load Profile %\"))","v":0},82.994318181818187,55.32954545454546,27.66477272727273,0,0,47.717775660362463,0,0,0,0,0,1.582263843844977E-2,2.1564962027714333E-3,4.3842498325781794E-5,false,1.2458971613593063E-2,0,0,0,0,0,0]
[2025,66,{"$f":"IF(LOADPROFILE=0.1,Results_10PoE!C1123,IF(LOADPROFILE=0.5,Results_50PoE!C1123,\"Invalid Load Profile %\"))","v":0},82.994318181818187,55.32954545454546,27.66477272727273,0,0,48.717775660362463,0,0,0,0,0,1.582263843844977E-2,2.1564962027714333E-3,4.3842498325781794E-5,false,1.2458971613593063E-2,0,0,0,0,0,0]
[2025,67,{"$f":"IF(LOADPROFILE=0.1,Results_10PoE!C1124,IF(LOADPROFILE=0.5,Results_50PoE!C1124,\"Invalid Load Profile %\"))","v":0},82.994318181818187,55.32954545454546,27.66477272727273,0,0,49.717775660362463,0,0,0,0,0,1.582263843844977E-2,2.1564962027714333E-3,4.3842498325781794E-5,false,1.2458971613593063E-2,0,0,0,0,0,0]
[2025,68,{"$f":"IF(LOADPROFILE=0.1,Results_10PoE!C1125,IF(LOADPROFILE=0.5,Results_50PoE!C1125,\"Invalid Load Profile %\"))","v":0},82.994318181818187,55.32954545454546,27.66477272727273,0,0,50.717775660362463,0,0,0,0,0,1.582263843844977E-2,2.1564962027714333E-3,4.3842498325781794E-5,false,1.2458971613593063E-2,0,0,0,0,0,0]
[2025,69,{"$f":"IF(LOADPROFILE=0.1,Results_10PoE!C1126,IF(LOADPROFILE=0.5,Results_50PoE!C1126,\"Invalid Load Profile %\"))","v":0},82.994318181818187,55.32954545454546,27.66477272727273,0,0,51.717775660362463,0,0,0,0,0,1.582263843844977E-2,2.1564962027714333E-3,4.3842498325781794E-5,false,1.2458971613593063E-2,0,0,0,0,0,0]
[2025,70,{"$f":"IF(LOADPROFILE=0.1,Results_10PoE!C1127,IF(LOADPROFILE=0.5,Results_50PoE!C1127,\"Invalid Load Profile %\"))","v":0},82.994318181818187,55.32954545454546,27.66477272727273,0,0,52.717775660362463,0,0,0,0,0,1.582263843844977E-2,2.1564962027714333E-3,4.3842498325781794E-5,false,1.2458971613593063E-2,0,0,0,0,0,0]
[2025,71,{"$f":"IF(LOADPROFILE=0.1,Results_10PoE!C1128,IF(LOADPROFILE=0.5,Results_50PoE!C1128,\"Invalid Load Profile %\"))","v":0},82.994318181818187,55.32954545454546,27.66477272727273,0,0,53.717775660362463,0,0,0,0,0,1.582263843844977E-2,2.1564962027714333E-3,4.3842498325781794E-5,false,1.2458971613593063E-2,0,0,0,0,0,0]
[2025,72,{"$f":"IF(LOADPROFILE=0.1,Results_10PoE!C1129,IF(LOADPROFILE=0.5,Results_50PoE!C1129,\"Invalid Load Profile %\"))","v":0},82.994318181818187,55.32954545454546,27.66477272727273,0,0,54.717775660362463,0,0,0,0,0,1.582263843844977E-2,2.1564962027714333E-3,4.3842498325781794E-5,false,1.2458971613593063E-2,0,0,0,0,0,0]
[2025,73,{"$f":"IF(LOADPROFILE=0.1,Results_10PoE!C1130,IF(LOADPROFILE=0.5,Results_50PoE!C1130,\"Invalid Load Profile %\"))","v":0},82.994318181818187,55.32954545454546,27.66477272727273,0,0,55.717775660362463,0,0,0,0,0,1.582263843844977E-2,2.1564962027714333E-3,4.3842498325781794E-5,false,1.2458971613593063E-2,0,0,0,0,0,0]
[2025,74,{"$f":"IF(LOADPROFILE=0.1,Results_10PoE!C1131,IF(LOADPROFILE=0.5,Results_50PoE!C1131,\"Invalid Load Profile %\"))","v":0},82.994318181818187,55.32954545454546,27.66477272727273,0,0,56.717775660362463,0,0,0,0,0,1.582263843844977E-2,2.1564962027714333E-3,4.3842498325781794E-5,false,1.2458971613593063E-2,0,0,0,0,0,0]
[2025,75,{"$f":"IF(LOADPROFILE=0.1,Results_10PoE!C1132,IF(LOADPROFILE=0.5,Results_50PoE!C1132,\"Invalid Load Profile %\"))","v":0},82.994318181818187,55.32954545454546,27.66477272727273,0,0,57.717775660362463,0,0,0,0,0,1.582263843844977E-2,2.1564962027714333E-3,4.3842498325781794E-5,false,1.2458971613593063E-2,0,0,0,0,0,0]
[2025,76,{"$f":"IF(LOADPROFILE=0.1,Results_10PoE!C1133,IF(LOADPROFILE=0.5,Results_50PoE!C1133,\"Invalid Load Profile %\"))","v":0},82.994318181818187,55.32954545454546,27.66477272727273,0,0,58.717775660362463,0,0,0,0,0,1.582263843844977E-2,2.1564962027714333E-3,4.3842498325781794E-5,false,1.2458971613593063E-2,0,0,0,0,0,0]
[2025,77,{"$f":"IF(LOADPROFILE=0.1,Results_10PoE!C1134,IF(LOADPROFILE=0.5,Results_50PoE!C1134,\"Invalid Load Profile %\"))","v":0},82.994318181818187,55.32954545454546,27.66477272727273,0,0,59.717775660362463,0,0,0,0,0,1.582263843844977E-2,2.1564962027714333E-3,4.3842498325781794E-5,false,1.2458971613593063E-2,0,0,0,0,0,0]
[2025,78,{"$f":"IF(LOADPROFILE=0.1,Results_10PoE!C1135,IF(LOADPROFILE=0.5,Results_50PoE!C1135,\"Invalid Load Profile %\"))","v":0},82.994318181818187,55.32954545454546,27.66477272727273,0,0,60.717775660362463,0,0,0,0,0,1.582263843844977E-2,2.1564962027714333E-3,4.3842498325781794E-5,false,1.2458971613593063E-2,0,0,0,0,0,0]
[2025,79,{"$f":"IF(LOADPROFILE=0.1,Results_10PoE!C1136,IF(LOADPROFILE=0.5,Results_50PoE!C1136,\"Invalid Load Profile %\"))","v":0},82.994318181818187,55.32954545454546,27.66477272727273,0,0,61.717775660362463,0,0,0,0,0,1.582263843844977E-2,2.1564962027714333E-3,4.3842498325781794E-5,false,1.2458971613593063E-2,0,0,0,0,0,0]
[2025,80,{"$f":"IF(LOADPROFILE=0.1,Results_10PoE!C1137,IF(LOADPROFILE=0.5,Results_50PoE!C1137,\"Invalid Load Profile %\"))","v":0},82.994318181818187,55.32954545454546,27.66477272727273,0,0,62.717775660362463,0,0,0,0,0,1.582263843844977E-2,2.1564962027714333E-3,4.3842498325781794E-5,false,1.2458971613593063E-2,0,0,0,0,0,0]
[2025,81,{"$f":"IF(LOADPROFILE=0.1,Results_10PoE!C1138,IF(LOADPROFILE=0.5,Results_50PoE!C1138,\"Invalid Load Profile %\"))","v":0},82.994318181818187,55.32954545454546,27.66477272727273,0,0,63.717775660362463,0,0,0,0,0,1.582263843844977E-2,2.1564962027714333E-3,4.3842498325781794E-5,false,1.2458971613593063E-2,0,0,0,0,0,0]
[2025,82,{"$f":"IF(LOADPROFILE=0.1,Results_10PoE!C1139,IF(LOADPROFILE=0.5,Results_50PoE!C1139,\"Invalid Load Profile %\"))","v":0},82.994318181818187,55.32954545454546,27.66477272727273,0,0,64.717775660362463,0,0,0,0,0,1.582263843844977E-2,2.1564962027714333E-3,4.3842498325781794E-5,false,1.2458971613593063E-2,0,0,0,0,0,0]
[2025,83,{"$f":"IF(LOADPROFILE=0.1,Results_10PoE!C1140,IF(LOADPROFILE=0.5,Results_50PoE!C1140,\"Invalid Load Profile %\"))","v":0},82.994318181818187,55.32954545454546,27.66477272727273,0,0,65.717775660362463,0,0,0,0,0,1.582263843844977E-2,2.1564962027714333E-3,4.3842498325781794E-5,false,1.2458971613593063E-2,0,0,0,0,0,0]
[2025,84,{"$f":"IF(LOADPROFILE=0.1,Results_10PoE!C1141,IF(LOADPROFILE=0.5,Results_50PoE!C1141,\"Invalid Load Profile %\"))","v":0},82.994318181818187,55.32954545454546,27.66477272727273,0,0,66.717775660362463,0,0,0,0,0,1.582263843844977E-2,2.1564962027714333E-3,4.3842498325781794E-5,false,1.2458971613593063E-2,0,0,0,0,0,0]
[2025,85,{"$f":"IF(LOADPROFILE=0.1,Results_10PoE!C1142,IF(LOADPROFILE=0.5,Results_50PoE!C1142,\"Invalid Load Profile %\"))","v":0},82.994318181818187,55.32954545454546,27.66477272727273,0,0,67.717775660362463,0,0,0,0,0,1.582263843844977E-2,2.1564962027714333E-3,4.3842498325781794E-5,false,1.2458971613593063E-2,0,0,0,0,0,0]
[2025,86,{"$f":"IF(LOADPROFILE=0.1,Results_10PoE!C1143,IF(LOADPROFILE=0.5,Results_50PoE!C1143,\"Invalid Load Profile %\"))","v":0},82.994318181818187,55.32954545454546,27.66477272727273,0,0,68.717775660362463,0,0,0,0,0,1.582263843844977E-2,2.1564962027714333E-3,4.3842498325781794E-5,false,1.2458971613593063E-2,0,0,0,0,0,0]
[2025,87,{"$f":"IF(LOADPROFILE=0.1,Results_10PoE!C1144,IF(LOADPROFILE=0.5,Results_50PoE!C1144,\"Invalid Load Profile %\"))","v":0},82.994318181818187,55.32954545454546,27.66477272727273,0,0,69.717775660362463,0,0,0,0,0,1.582263843844977E-2,2.1564962027714333E-3,4.3842498325781794E-5,false,1.2458971613593063E-2,0,0,0,0,0,0]
[2025,88,{"$f":"IF(LOADPROFILE=0.1,Results_10PoE!C1145,IF(LOADPROFILE=0.5,Results_50PoE!C1145,\"Invalid Load Profile %\"))","v":0},82.994318181818187,55.32954545454546,27.66477272727273,0,0,70.717775660362463,0,0,0,0,0,1.582263843844977E-2,2.1564962027714333E-3,4.3842498325781794E-5,false,1.2458971613593063E-2,0,0,0,0,0,0]
[2025,89,{"$f":"IF(LOADPROFILE=0.1,Results_10PoE!C1146,IF(LOADPROFILE=0.5,Results_50PoE!C1146,\"Invalid Load Profile %\"))","v":0},82.994318181818187,55.32954545454546,27.66477272727273,0,0,71.717775660362463,0,0,0,0,0,1.582263843844977E-2,2.1564962027714333E-3,4.3842498325781794E-5,false,1.2458971613593063E-2,0,0,0,0,0,0]
[2025,90,{"$f":"IF(LOADPROFILE=0.1,Results_10PoE!C1147,IF(LOADPROFILE=0.5,Results_50PoE!C1147,\"Invalid Load Profile %\"))","v":0},82.994318181818187,55.32954545454546,27.66477272727273,0,0,72.717775660362463,0,0,0,0,0,1.582263843844977E-2,2.1564962027714333E-3,4.3842498325781794E-5,false,1.2458971613593063E-2,0,0,0,0,0,0]
[2025,91,{"$f":"IF(LOADPROFILE=0.1,Results_10PoE!C1148,IF(LOADPROFILE=0.5,Results_50PoE!C1148,\"Invalid Load Profile %\"))","v":0},82.994318181818187,55.32954545454546,27.66477272727273,0,0,73.717775660362463,0,0,0,0,0,1.582263843844977E-2,2.1564962027714333E-3,4.3842498325781794E-5,false,1.2458971613593063E-2,0,0,0,0,0,0]
[2025,92,{"$f":"IF(LOADPROFILE=0.1,Results_10PoE!C1149,IF(LOADPROFILE=0.5,Results_50PoE!C1149,\"Invalid Load Profile %\"))","v":0},82.994318181818187,55.32954545454546,27.66477272727273,0,0,74.717775660362463,0,0,0,0,0,1.582263843844977E-2,2.1564962027714333E-3,4.3842498325781794E-5,false,1.2458971613593063E-2,0,0,0,0,0,0]
[2025,93,{"$f":"IF(LOADPROFILE=0.1,Results_10PoE!C1150,IF(LOADPROFILE=0.5,Results_50PoE!C1150,\"Invalid Load Profile %\"))","v":0},82.994318181818187,55.32954545454546,27.66477272727273,0,0,75.717775660362463,0,0,0,0,0,1.582263843844977E-2,2.1564962027714333E-3,4.3842498325781794E-5,false,1.2458971613593063E-2,0,0,0,0,0,0]
[2025,94,{"$f":"IF(LOADPROFILE=0.1,Results_10PoE!C1151,IF(LOADPROFILE=0.5,Results_50PoE!C1151,\"Invalid Load Profile %\"))","v":0},82.994318181818187,55.32954545454546,27.66477272727273,0,0,76.717775660362463,0,0,0,0,0,1.582263843844977E-2,2.1564962027714333E-3,4.3842498325781794E-5,false,1.2458971613593063E-2,0,0,0,0,0,0]
[2025,95,{"$f":"IF(LOADPROFILE=0.1,Results_10PoE!C1152,IF(LOADPROFILE=0.5,Results_50PoE!C1152,\"Invalid Load Profile %\"))","v":0},82.994318181818187,55.32954545454546,27.66477272727273,0,0,77.717775660362463,0,0,0,0,0,1.582263843844977E-2,2.1564962027714333E-3,4.3842498325781794E-5,false,1.2458971613593063E-2,0,0,0,0,0,0]
[2025,96,{"$f":"IF(LOADPROFILE=0.1,Results_10PoE!C1153,IF(LOADPROFILE=0.5,Results_50PoE!C1153,\"Invalid Load Profile %\"))","v":0},82.994318181818187,55.32954545454546,27.66477272727273,0,0,78.717775660362463,0,0,0,0,0,1.582263843844977E-2,2.1564962027714333E-3,4.3842498325781794E-5,false,1.2458971613593063E-2,0,0,0,0,0,0]
[2025,97,{"$f":"IF(LOADPROFILE=0.1,Results_10PoE!C1154,IF(LOADPROFILE=0.5,Results_50PoE!C1154,\"Invalid Load Profile %\"))","v":0},82.994318181818187,55.32954545454546,27.66477272727273,0,0,79.717775660362463,0,0,0,0,0,1.582263843844977E-2,2.1564962027714333E-3,4.3842498325781794E-5,false,1.2458971613593063E-2,0,0,0,0,0,0]
[2025,98,{"$f":"IF(LOADPROFILE=0.1,Results_10PoE!C1155,IF(LOADPROFILE=0.5,Results_50PoE!C1155,\"Invalid Load Profile %\"))","v":0},82.994318181818187,55.32954545454546,27.66477272727273,0,0,80.717775660362463,0,0,0,0,0,1.582263843844977E-2,2.1564962027714333E-3,4.3842498325781794E-5,false,1.2458971613593063E-2,0,0,0,0,0,0]
[2025,99,{"$f":"IF(LOADPROFILE=0.1,Results_10PoE!C1156,IF(LOADPROFILE=0.5,Results_50PoE!C1156,\"Invalid Load Profile %\"))","v":0},82.994318181818187,55.32954545454546,27.66477272727273,0,0,81.717775660362463,0,0,0,0,0,1.582263843844977E-2,2.1564962027714333E-3,4.3842498325781794E-5,false,1.2458971613593063E-2,0,0,0,0,0,0]
[2025,100,{"$f":"IF(LOADPROFILE=0.1,Results_10PoE!C1157,IF(LOADPROFILE=0.5,Results_50PoE!C1157,\"Invalid Load Profile %\"))","v":0},82.994318181818187,55.32954545454546,27.66477272727273,0,0,82.717775660362463,0,0,0,0,0,1.582263843844977E-2,2.1564962027714333E-3,4.3842498325781794E-5,false,1.2458971613593063E-2,0,0,0,0,0,0]
[2025,101,{"$f":"IF(LOADPROFILE=0.1,Results_10PoE!C1158,IF(LOADPROFILE=0.5,Results_50PoE!C1158,\"Invalid Load Profile %\"))","v":0},82.994318181818187,55.32954545454546,27.66477272727273,0,0,83.717775660362463,0,0,0,0,0,1.582263843844977E-2,2.1564962027714333E-3,4.3842498325781794E-5,false,1.2458971613593063E-2,0,0,0,0,0,0]
[2025,102,{"$f":"IF(LOADPROFILE=0.1,Results_10PoE!C1159,IF(LOADPROFILE=0.5,Results_50PoE!C1159,\"Invalid Load Profile %\"))","v":0},82.994318181818187,55.32954545454546,27.66477272727273,0,0,84.717775660362463,0,0,0,0,0,1.582263843844977E-2,2.1564962027714333E-3,4.3842498325781794E-5,false,1.2458971613593063E-2,0,0,0,0,0,0]
[2025,103,{"$f":"IF(LOADPROFILE=0.1,Results_10PoE!C1160,IF(LOADPROFILE=0.5,Results_50PoE!C1160,\"Invalid Load Profile %\"))","v":0},82.994318181818187,55.32954545454546,27.66477272727273,0,0,85.717775660362463,0,0,0,0,0,1.582263843844977E-2,2.1564962027714333E-3,4.3842498325781794E-5,false,1.2458971613593063E-2,0,0,0,0,0,0]
[2025,104,{"$f":"IF(LOADPROFILE=0.1,Results_10PoE!C1161,IF(LOADPROFILE=0.5,Results_50PoE!C1161,\"Invalid Load Profile %\"))","v":0},{"$f":"VLOOKUP($A1190,$Q$4:$AB$26,6,FALSE)","v":82.994318181818187},{"$f":"VLOOKUP($A1190,$Q$4:$AB$26,7,FALSE)","v":55.32954545454546},{"$f":"VLOOKUP($A1190,$Q$4:$AB$26,9,FALSE)","v":27.66477272727273},{"$f":"VLOOKUP($A1190,$Q$4:$AB$26,10,FALSE)","v":0},{"$f":"VLOOKUP($A1190,$Q$4:$AB$26,11,FALSE)","v":0},{"$f":"IF(B1190-VLOOKUP(A1190,$Q$4:$AB$26,12,FALSE)<0,0,B1190-VLOOKUP(A1190,$Q$4:$AB$26,12,FALSE))","v":86.717775660362463},{"$f":"IF(B1190=150,0,IF(IF($I1190>D1190,($I1190-D1190)*($C1190-$C1191),0)<0,0,IF($I1190>D1190,($I1190-D1190)*($C1190-$C1191),0)))*$Y$30","v":0},{"$f":"IF(C1190=150,0,IF(IF($I1190>E1190,($I1190-E1190)*($C1190-$C1191),0)<0,0,IF($I1190>E1190,($I1190-E1190)*($C1190-$C1191),0)))*$Y$30","v":0},{"$f":"IF(D1190=150,0,IF(IF($I1190>F1190,($I1190-F1190)*($C1190-$C1191),0)<0,0,IF($I1190>F1190,($I1190-F1190)*($C1190-$C1191),0)))*$Y$30","v":0},{"$f":"IF(E1190=150,0,IF(IF($I1190>G1190,($I1190-G1190)*($C1190-$C1191),0)<0,0,IF($I1190>G1190,($I1190-G1190)*($C1190-$C1191),0)))*$Y$30","v":0},{"$f":"IF(F1190=150,0,IF(IF($I1190>H1190,($I1190-H1190)*($C1190-$C1191),0)<0,0,IF($I1190>H1190,($I1190-H1190)*($C1190-$C1191),0)))*$Y$30","v":0},{"$f":"VLOOKUP($A1190, $Q$4:$BB$26,33,FALSE)","v":1.582263843844977E-2},{"$f":"VLOOKUP($A1190, $Q$4:$BB$26,34,FALSE)","v":2.1564962027714333E-3},{"$f":"VLOOKUP($A1190, $Q$4:$BB$26,35,FALSE)","v":4.3842498325781794E-5},{"$f":"VLOOKUP($A1190, $Q$4:$BB$26,36,FALSE)","v":false},{"$f":"VLOOKUP($A1190, $Q$4:$BB$26,37,FALSE)","v":1.2458971613593063E-2},{"$f":"J1190*1000*($S$34/365)","v":0},{"$f":"O1190*K1190*1000*($T$34/365)","v":0},{"$f":"P1190*L1190*1000*($U$34/365)","v":0},{"$f":"Q1190*M1190*1000*($V$34/365)","v":0},{"$f":"R1190*N1190*1000*($W$34/365)","v":0},{"$f":"S1190*K1190*1000*($X$34/365)","v":0}]
[2025,105,{"$f":"IF(LOADPROFILE=0.1,Results_10PoE!C1162,IF(LOADPROFILE=0.5,Results_50PoE!C1162,\"Invalid Load Profile %\"))","v":0},82.994318181818187,55.32954545454546,27.66477272727273,0,0,87.717775660362463,0,0,0,0,0,1.582263843844977E-2,2.1564962027714333E-3,4.3842498325781794E-5,false,1.2458971613593063E-2,0,0,0,0,0,0]
[2025,106,{"$f":"IF(LOADPROFILE=0.1,Results_10PoE!C1163,IF(LOADPROFILE=0.5,Results_50PoE!C1163,\"Invalid Load Profile %\"))","v":0},82.994318181818187,55.32954545454546,27.66477272727273,0,0,88.717775660362463,0,0,0,0,0,1.582263843844977E-2,2.1564962027714333E-3,4.3842498325781794E-5,false,1.2458971613593063E-2,0,0,0,0,0,0]
[2025,107,{"$f":"IF(LOADPROFILE=0.1,Results_10PoE!C1164,IF(LOADPROFILE=0.5,Results_50PoE!C1164,\"Invalid Load Profile %\"))","v":0},82.994318181818187,55.32954545454546,27.66477272727273,0,0,89.717775660362463,0,0,0,0,0,1.582263843844977E-2,2.1564962027714333E-3,4.3842498325781794E-5,false,1.2458971613593063E-2,0,0,0,0,0,0]
[2025,108,{"$f":"IF(LOADPROFILE=0.1,Results_10PoE!C1165,IF(LOADPROFILE=0.5,Results_50PoE!C1165,\"Invalid Load Profile %\"))","v":0},82.994318181818187,55.32954545454546,27.66477272727273,0,0,90.717775660362463,0,0,0,0,0,1.582263843844977E-2,2.1564962027714333E-3,4.3842498325781794E-5,false,1.2458971613593063E-2,0,0,0,0,0,0]
[2025,109,{"$f":"IF(LOADPROFILE=0.1,Results_10PoE!C1166,IF(LOADPROFILE=0.5,Results_50PoE!C1166,\"Invalid Load Profile %\"))","v":0},82.994318181818187,55.32954545454546,27.66477272727273,0,0,91.717775660362463,0,0,0,0,0,1.582263843844977E-2,2.1564962027714333E-3,4.3842498325781794E-5,false,1.2458971613593063E-2,0,0,0,0,0,0]
[2025,110,{"$f":"IF(LOADPROFILE=0.1,Results_10PoE!C1167,IF(LOADPROFILE=0.5,Results_50PoE!C1167,\"Invalid Load Profile %\"))","v":0},82.994318181818187,55.32954545454546,27.66477272727273,0,0,92.717775660362463,0,0,0,0,0,1.582263843844977E-2,2.1564962027714333E-3,4.3842498325781794E-5,false,1.2458971613593063E-2,0,0,0,0,0,0]
[2025,111,{"$f":"IF(LOADPROFILE=0.1,Results_10PoE!C1168,IF(LOADPROFILE=0.5,Results_50PoE!C1168,\"Invalid Load Profile %\"))","v":0},82.994318181818187,55.32954545454546,27.66477272727273,0,0,93.717775660362463,0,0,0,0,0,1.582263843844977E-2,2.1564962027714333E-3,4.3842498325781794E-5,false,1.2458971613593063E-2,0,0,0,0,0,0]
[2025,112,{"$f":"IF(LOADPROFILE=0.1,Results_10PoE!C1169,IF(LOADPROFILE=0.5,Results_50PoE!C1169,\"Invalid Load Profile %\"))","v":0},82.994318181818187,55.32954545454546,27.66477272727273,0,0,94.717775660362463,0,0,0,0,0,1.582263843844977E-2,2.1564962027714333E-3,4.3842498325781794E-5,false,1.2458971613593063E-2,0,0,0,0,0,0]
[2025,113,{"$f":"IF(LOADPROFILE=0.1,Results_10PoE!C1170,IF(LOADPROFILE=0.5,Results_50PoE!C1170,\"Invalid Load Profile %\"))","v":0},82.994318181818187,55.32954545454546,27.66477272727273,0,0,95.717775660362463,0,0,0,0,0,1.582263843844977E-2,2.1564962027714333E-3,4.3842498325781794E-5,false,1.2458971613593063E-2,0,0,0,0,0,0]
[2025,114,{"$f":"IF(LOADPROFILE=0.1,Results_10PoE!C1171,IF(LOADPROFILE=0.5,Results_50PoE!C1171,\"Invalid Load Profile %\"))","v":0},82.994318181818187,55.32954545454546,27.66477272727273,0,0,96.717775660362463,0,0,0,0,0,1.582263843844977E-2,2.1564962027714333E-3,4.3842498325781794E-5,false,1.2458971613593063E-2,0,0,0,0,0,0]
[2025,115,{"$f":"IF(LOADPROFILE=0.1,Results_10PoE!C1172,IF(LOADPROFILE=0.5,Results_50PoE!C1172,\"Invalid Load Profile %\"))","v":0},82.994318181818187,55.32954545454546,27.66477272727273,0,0,97.717775660362463,0,0,0,0,0,1.582263843844977E-2,2.1564962027714333E-3,4.3842498325781794E-5,false,1.2458971613593063E-2,0,0,0,0,0,0]
[2025,116,{"$f":"IF(LOADPROFILE=0.1,Results_10PoE!C1173,IF(LOADPROFILE=0.5,Results_50PoE!C1173,\"Invalid Load Profile %\"))","v":0},82.994318181818187,55.32954545454546,27.66477272727273,0,0,98.717775660362463,0,0,0,0,0,1.582263843844977E-2,2.1564962027714333E-3,4.3842498325781794E-5,false,1.2458971613593063E-2,0,0,0,0,0,0]
[2025,117,{"$f":"IF(LOADPROFILE=0.1,Results_10PoE!C1174,IF(LOADPROFILE=0.5,Results_50PoE!C1174,\"Invalid Load Profile %\"))","v":0},82.994318181818187,55.32954545454546,27.66477272727273,0,0,99.717775660362463,0,0,0,0,0,1.582263843844977E-2,2.1564962027714333E-3,4.3842498325781794E-5,false,1.2458971613593063E-2,0,0,0,0,0,0]
[2025,118,{"$f":"IF(LOADPROFILE=0.1,Results_10PoE!C1175,IF(LOADPROFILE=0.5,Results_50PoE!C1175,\"Invalid Load Profile %\"))","v":0},82.994318181818187,55.32954545454546,27.66477272727273,0,0,100.71777566036246,0,0,0,0,0,1.582263843844977E-2,2.1564962027714333E-3,4.3842498325781794E-5,false,1.2458971613593063E-2,0,0,0,0,0,0]
[2025,119,{"$f":"IF(LOADPROFILE=0.1,Results_10PoE!C1176,IF(LOADPROFILE=0.5,Results_50PoE!C1176,\"Invalid Load Profile %\"))","v":0},82.994318181818187,55.32954545454546,27.66477272727273,0,0,101.71777566036246,0,0,0,0,0,1.582263843844977E-2,2.1564962027714333E-3,4.3842498325781794E-5,false,1.2458971613593063E-2,0,0,0,0,0,0]
[2025,120,{"$f":"IF(LOADPROFILE=0.1,Results_10PoE!C1177,IF(LOADPROFILE=0.5,Results_50PoE!C1177,\"Invalid Load Profile %\"))","v":0},82.994318181818187,55.32954545454546,27.66477272727273,0,0,102.71777566036246,0,0,0,0,0,1.582263843844977E-2,2.1564962027714333E-3,4.3842498325781794E-5,false,1.2458971613593063E-2,0,0,0,0,0,0]
[2025,121,{"$f":"IF(LOADPROFILE=0.1,Results_10PoE!C1178,IF(LOADPROFILE=0.5,Results_50PoE!C1178,\"Invalid Load Profile %\"))","v":0},82.994318181818187,55.32954545454546,27.66477272727273,0,0,103.71777566036246,0,0,0,0,0,1.582263843844977E-2,2.1564962027714333E-3,4.3842498325781794E-5,false,1.2458971613593063E-2,0,0,0,0,0,0]
[2025,122,{"$f":"IF(LOADPROFILE=0.1,Results_10PoE!C1179,IF(LOADPROFILE=0.5,Results_50PoE!C1179,\"Invalid Load Profile %\"))","v":0},82.994318181818187,55.32954545454546,27.66477272727273,0,0,104.71777566036246,0,0,0,0,0,1.582263843844977E-2,2.1564962027714333E-3,4.3842498325781794E-5,false,1.2458971613593063E-2,0,0,0,0,0,0]
[2025,123,{"$f":"IF(LOADPROFILE=0.1,Results_10PoE!C1180,IF(LOADPROFILE=0.5,Results_50PoE!C1180,\"Invalid Load Profile %\"))","v":0},82.994318181818187,55.32954545454546,27.66477272727273,0,0,105.71777566036246,0,0,0,0,0,1.582263843844977E-2,2.1564962027714333E-3,4.3842498325781794E-5,false,1.2458971613593063E-2,0,0,0,0,0,0]
[2025,124,{"$f":"IF(LOADPROFILE=0.1,Results_10PoE!C1181,IF(LOADPROFILE=0.5,Results_50PoE!C1181,\"Invalid Load Profile %\"))","v":0},82.994318181818187,55.32954545454546,27.66477272727273,0,0,106.71777566036246,0,0,0,0,0,1.582263843844977E-2,2.1564962027714333E-3,4.3842498325781794E-5,false,1.2458971613593063E-2,0,0,0,0,0,0]
[2025,125,{"$f":"IF(LOADPROFILE=0.1,Results_10PoE!C1182,IF(LOADPROFILE=0.5,Results_50PoE!C1182,\"Invalid Load Profile %\"))","v":0},82.994318181818187,55.32954545454546,27.66477272727273,0,0,107.71777566036246,0,0,0,0,0,1.582263843844977E-2,2.1564962027714333E-3,4.3842498325781794E-5,false,1.2458971613593063E-2,0,0,0,0,0,0]
[2025,126,{"$f":"IF(LOADPROFILE=0.1,Results_10PoE!C1183,IF(LOADPROFILE=0.5,Results_50PoE!C1183,\"Invalid Load Profile %\"))","v":0},82.994318181818187,55.32954545454546,27.66477272727273,0,0,108.71777566036246,0,0,0,0,0,1.582263843844977E-2,2.1564962027714333E-3,4.3842498325781794E-5,false,1.2458971613593063E-2,0,0,0,0,0,0]
[2025,127,{"$f":"IF(LOADPROFILE=0.1,Results_10PoE!C1184,IF(LOADPROFILE=0.5,Results_50PoE!C1184,\"Invalid Load Profile %\"))","v":0},82.994318181818187,55.32954545454546,27.66477272727273,0,0,109.71777566036246,0,0,0,0,0,1.582263843844977E-2,2.1564962027714333E-3,4.3842498325781794E-5,false,1.2458971613593063E-2,0,0,0,0,0,0]
[2025,128,{"$f":"IF(LOADPROFILE=0.1,Results_10PoE!C1185,IF(LOADPROFILE=0.5,Results_50PoE!C1185,\"Invalid Load Profile %\"))","v":0},82.994318181818187,55.32954545454546,27.66477272727273,0,0,110.71777566036246,0,0,0,0,0,1.582263843844977E-2,2.1564962027714333E-3,4.3842498325781794E-5,false,1.2458971613593063E-2,0,0,0,0,0,0]
[2025,129,{"$f":"IF(LOADPROFILE=0.1,Results_10PoE!C1186,IF(LOADPROFILE=0.5,Results_50PoE!C1186,\"Invalid Load Profile %\"))","v":0},82.994318181818187,55.32954545454546,27.66477272727273,0,0,111.71777566036246,0,0,0,0,0,1.582263843844977E-2,2.1564962027714333E-3,4.3842498325781794E-5,false,1.2458971613593063E-2,0,0,0,0,0,0]
[2025,130,{"$f":"IF(LOADPROFILE=0.1,Results_10PoE!C1187,IF(LOADPROFILE=0.5,Results_50PoE!C1187,\"Invalid Load Profile %\"))","v":0},82.994318181818187,55.32954545454546,27.66477272727273,0,0,112.71777566036246,0,0,0,0,0,1.582263843844977E-2,2.1564962027714333E-3,4.3842498325781794E-5,false,1.2458971613593063E-2,0,0,0,0,0,0]
[2025,131,{"$f":"IF(LOADPROFILE=0.1,Results_10PoE!C1188,IF(LOADPROFILE=0.5,Results_50PoE!C1188,\"Invalid Load Profile %\"))","v":0},82.994318181818187,55.32954545454546,27.66477272727273,0,0,113.71777566036246,0,0,0,0,0,1.582263843844977E-2,2.1564962027714333E-3,4.3842498325781794E-5,false,1.2458971613593063E-2,0,0,0,0,0,0]
[2025,132,{"$f":"IF(LOADPROFILE=0.1,Results_10PoE!C1189,IF(LOADPROFILE=0.5,Results_50PoE!C1189,\"Invalid Load Profile %\"))","v":0},82.994318181818187,55.32954545454546,27.66477272727273,0,0,114.71777566036246,0,0,0,0,0,1.582263843844977E-2,2.1564962027714333E-3,4.3842498325781794E-5,false,1.2458971613593063E-2,0,0,0,0,0,0]
[2025,133,{"$f":"IF(LOADPROFILE=0.1,Results_10PoE!C1190,IF(LOADPROFILE=0.5,Results_50PoE!C1190,\"Invalid Load Profile %\"))","v":0},82.994318181818187,55.32954545454546,27.66477272727273,0,0,115.71777566036246,0,0,0,0,0,1.582263843844977E-2,2.1564962027714333E-3,4.3842498325781794E-5,false,1.2458971613593063E-2,0,0,0,0,0,0]
[2025,134,{"$f":"IF(LOADPROFILE=0.1,Results_10PoE!C1191,IF(LOADPROFILE=0.5,Results_50PoE!C1191,\"Invalid Load Profile %\"))","v":0},82.994318181818187,55.32954545454546,27.66477272727273,0,0,116.71777566036246,0,0,0,0,0,1.582263843844977E-2,2.1564962027714333E-3,4.3842498325781794E-5,false,1.2458971613593063E-2,0,0,0,0,0,0]
[2025,135,{"$f":"IF(LOADPROFILE=0.1,Results_10PoE!C1192,IF(LOADPROFILE=0.5,Results_50PoE!C1192,\"Invalid Load Profile %\"))","v":0},82.994318181818187,55.32954545454546,27.66477272727273,0,0,117.71777566036246,0,0,0,0,0,1.582263843844977E-2,2.1564962027714333E-3,4.3842498325781794E-5,false,1.2458971613593063E-2,0,0,0,0,0,0]
[2025,136,{"$f":"IF(LOADPROFILE=0.1,Results_10PoE!C1193,IF(LOADPROFILE=0.5,Results_50PoE!C1193,\"Invalid Load Profile %\"))","v":0},82.994318181818187,55.32954545454546,27.66477272727273,0,0,118.71777566036246,0,0,0,0,0,1.582263843844977E-2,2.1564962027714333E-3,4.3842498325781794E-5,false,1.2458971613593063E-2,0,0,0,0,0,0]
[2025,137,{"$f":"IF(LOADPROFILE=0.1,Results_10PoE!C1194,IF(LOADPROFILE=0.5,Results_50PoE!C1194,\"Invalid Load Profile %\"))","v":0},82.994318181818187,55.32954545454546,27.66477272727273,0,0,119.71777566036246,0,0,0,0,0,1.582263843844977E-2,2.1564962027714333E-3,4.3842498325781794E-5,false,1.2458971613593063E-2,0,0,0,0,0,0]
[2025,138,{"$f":"IF(LOADPROFILE=0.1,Results_10PoE!C1195,IF(LOADPROFILE=0.5,Results_50PoE!C1195,\"Invalid Load Profile %\"))","v":0},82.994318181818187,55.32954545454546,27.66477272727273,0,0,120.71777566036246,0,0,0,0,0,1.582263843844977E-2,2.1564962027714333E-3,4.3842498325781794E-5,false,1.2458971613593063E-2,0,0,0,0,0,0]
[2025,139,{"$f":"IF(LOADPROFILE=0.1,Results_10PoE!C1196,IF(LOADPROFILE=0.5,Results_50PoE!C1196,\"Invalid Load Profile %\"))","v":0},82.994318181818187,55.32954545454546,27.66477272727273,0,0,121.71777566036246,0,0,0,0,0,1.582263843844977E-2,2.1564962027714333E-3,4.3842498325781794E-5,false,1.2458971613593063E-2,0,0,0,0,0,0]
[2025,140,{"$f":"IF(LOADPROFILE=0.1,Results_10PoE!C1197,IF(LOADPROFILE=0.5,Results_50PoE!C1197,\"Invalid Load Profile %\"))","v":0},82.994318181818187,55.32954545454546,27.66477272727273,0,0,122.71777566036246,0,0,0,0,0,1.582263843844977E-2,2.1564962027714333E-3,4.3842498325781794E-5,false,1.2458971613593063E-2,0,0,0,0,0,0]
[2025,141,{"$f":"IF(LOADPROFILE=0.1,Results_10PoE!C1198,IF(LOADPROFILE=0.5,Results_50PoE!C1198,\"Invalid Load Profile %\"))","v":0},82.994318181818187,55.32954545454546,27.66477272727273,0,0,123.71777566036246,0,0,0,0,0,1.582263843844977E-2,2.1564962027714333E-3,4.3842498325781794E-5,false,1.2458971613593063E-2,0,0,0,0,0,0]
[2025,142,{"$f":"IF(LOADPROFILE=0.1,Results_10PoE!C1199,IF(LOADPROFILE=0.5,Results_50PoE!C1199,\"Invalid Load Profile %\"))","v":0},82.994318181818187,55.32954545454546,27.66477272727273,0,0,124.71777566036246,0,0,0,0,0,1.582263843844977E-2,2.1564962027714333E-3,4.3842498325781794E-5,false,1.2458971613593063E-2,0,0,0,0,0,0]
[2025,143,{"$f":"IF(LOADPROFILE=0.1,Results_10PoE!C1200,IF(LOADPROFILE=0.5,Results_50PoE!C1200,\"Invalid Load Profile %\"))","v":0},82.994318181818187,55.32954545454546,27.66477272727273,0,0,125.71777566036246,0,0,0,0,0,1.582263843844977E-2,2.1564962027714333E-3,4.3842498325781794E-5,false,1.2458971613593063E-2,0,0,0,0,0,0]
[2025,144,{"$f":"IF(LOADPROFILE=0.1,Results_10PoE!C1201,IF(LOADPROFILE=0.5,Results_50PoE!C1201,\"Invalid Load Profile %\"))","v":0},82.994318181818187,55.32954545454546,27.66477272727273,0,0,126.71777566036246,0,0,0,0,0,1.582263843844977E-2,2.1564962027714333E-3,4.3842498325781794E-5,false,1.2458971613593063E-2,0,0,0,0,0,0]
[2025,145,{"$f":"IF(LOADPROFILE=0.1,Results_10PoE!C1202,IF(LOADPROFILE=0.5,Results_50PoE!C1202,\"Invalid Load Profile %\"))","v":0},82.994318181818187,55.32954545454546,27.66477272727273,0,0,127.71777566036246,0,0,0,0,0,1.582263843844977E-2,2.1564962027714333E-3,4.3842498325781794E-5,false,1.2458971613593063E-2,0,0,0,0,0,0]
[2025,146,{"$f":"IF(LOADPROFILE=0.1,Results_10PoE!C1203,IF(LOADPROFILE=0.5,Results_50PoE!C1203,\"Invalid Load Profile %\"))","v":0},82.994318181818187,55.32954545454546,27.66477272727273,0,0,128.71777566036246,0,0,0,0,0,1.582263843844977E-2,2.1564962027714333E-3,4.3842498325781794E-5,false,1.2458971613593063E-2,0,0,0,0,0,0]
[2025,147,{"$f":"IF(LOADPROFILE=0.1,Results_10PoE!C1204,IF(LOADPROFILE=0.5,Results_50PoE!C1204,\"Invalid Load Profile %\"))","v":0},82.994318181818187,55.32954545454546,27.66477272727273,0,0,129.71777566036246,0,0,0,0,0,1.582263843844977E-2,2.1564962027714333E-3,4.3842498325781794E-5,false,1.2458971613593063E-2,0,0,0,0,0,0]
[2025,148,{"$f":"IF(LOADPROFILE=0.1,Results_10PoE!C1205,IF(LOADPROFILE=0.5,Results_50PoE!C1205,\"Invalid Load Profile %\"))","v":0},82.994318181818187,55.32954545454546,27.66477272727273,0,0,130.71777566036246,0,0,0,0,0,1.582263843844977E-2,2.1564962027714333E-3,4.3842498325781794E-5,false,1.2458971613593063E-2,0,0,0,0,0,0]
[2025,149,{"$f":"IF(LOADPROFILE=0.1,Results_10PoE!C1206,IF(LOADPROFILE=0.5,Results_50PoE!C1206,\"Invalid Load Profile %\"))","v":0},82.994318181818187,55.32954545454546,27.66477272727273,0,0,131.71777566036246,0,0,0,0,0,1.582263843844977E-2,2.1564962027714333E-3,4.3842498325781794E-5,false,1.2458971613593063E-2,0,0,0,0,0,0]
[2025,150,{"$f":"IF(LOADPROFILE=0.1,Results_10PoE!C1207,IF(LOADPROFILE=0.5,Results_50PoE!C1207,\"Invalid Load Profile %\"))","v":0},82.994318181818187,55.32954545454546,27.66477272727273,0,0,132.71777566036246,0,0,0,0,0,1.582263843844977E-2,2.1564962027714333E-3,4.3842498325781794E-5,false,1.2458971613593063E-2,0,0,0,0,0,0]
[2026,1,{"$f":"IF(LOADPROFILE=0.1,Results_10PoE!C1208,IF(LOADPROFILE=0.5,Results_50PoE!C1208,\"Invalid Load Profile %\"))","v":8612},82.994318181818187,55.32954545454546,27.66477272727273,0,0,0,0,0,0,0,0,1.681884982880455E-2,2.2964764605813994E-3,4.7246823301439625E-5,false,1.2978580994570393E-2,0,0,0,0,0,0]
[2026,2,{"$f":"IF(LOADPROFILE=0.1,Results_10PoE!C1209,IF(LOADPROFILE=0.5,Results_50PoE!C1209,\"Invalid Load Profile %\"))","v":8473},82.994318181818187,55.32954545454546,27.66477272727273,0,0,0,0,0,0,0,0,1.681884982880455E-2,2.2964764605813994E-3,4.7246823301439625E-5,false,1.2978580994570393E-2,0,0,0,0,0,0]
[2026,3,{"$f":"IF(LOADPROFILE=0.1,Results_10PoE!C1210,IF(LOADPROFILE=0.5,Results_50PoE!C1210,\"Invalid Load Profile %\"))","v":8303},82.994318181818187,55.32954545454546,27.66477272727273,0,0,0,0,0,0,0,0,1.681884982880455E-2,2.2964764605813994E-3,4.7246823301439625E-5,false,1.2978580994570393E-2,0,0,0,0,0,0]
[2026,4,{"$f":"IF(LOADPROFILE=0.1,Results_10PoE!C1211,IF(LOADPROFILE=0.5,Results_50PoE!C1211,\"Invalid Load Profile %\"))","v":8120},82.994318181818187,55.32954545454546,27.66477272727273,0,0,0,0,0,0,0,0,1.681884982880455E-2,2.2964764605813994E-3,4.7246823301439625E-5,false,1.2978580994570393E-2,0,0,0,0,0,0]
[2026,5,{"$f":"IF(LOADPROFILE=0.1,Results_10PoE!C1212,IF(LOADPROFILE=0.5,Results_50PoE!C1212,\"Invalid Load Profile %\"))","v":7899},82.994318181818187,55.32954545454546,27.66477272727273,0,0,0,0,0,0,0,0,1.681884982880455E-2,2.2964764605813994E-3,4.7246823301439625E-5,false,1.2978580994570393E-2,0,0,0,0,0,0]
[2026,6,{"$f":"IF(LOADPROFILE=0.1,Results_10PoE!C1213,IF(LOADPROFILE=0.5,Results_50PoE!C1213,\"Invalid Load Profile %\"))","v":7586},82.994318181818187,55.32954545454546,27.66477272727273,0,0,0,0,0,0,0,0,1.681884982880455E-2,2.2964764605813994E-3,4.7246823301439625E-5,false,1.2978580994570393E-2,0,0,0,0,0,0]
[2026,7,{"$f":"IF(LOADPROFILE=0.1,Results_10PoE!C1214,IF(LOADPROFILE=0.5,Results_50PoE!C1214,\"Invalid Load Profile %\"))","v":7206},82.994318181818187,55.32954545454546,27.66477272727273,0,0,0,0,0,0,0,0,1.681884982880455E-2,2.2964764605813994E-3,4.7246823301439625E-5,false,1.2978580994570393E-2,0,0,0,0,0,0]
[2026,8,{"$f":"IF(LOADPROFILE=0.1,Results_10PoE!C1215,IF(LOADPROFILE=0.5,Results_50PoE!C1215,\"Invalid Load Profile %\"))","v":6854},82.994318181818187,55.32954545454546,27.66477272727273,0,0,0,0,0,0,0,0,1.681884982880455E-2,2.2964764605813994E-3,4.7246823301439625E-5,false,1.2978580994570393E-2,0,0,0,0,0,0]
[2026,9,{"$f":"IF(LOADPROFILE=0.1,Results_10PoE!C1216,IF(LOADPROFILE=0.5,Results_50PoE!C1216,\"Invalid Load Profile %\"))","v":6513},82.994318181818187,55.32954545454546,27.66477272727273,0,0,0,0,0,0,0,0,1.681884982880455E-2,2.2964764605813994E-3,4.7246823301439625E-5,false,1.2978580994570393E-2,0,0,0,0,0,0]
[2026,10,{"$f":"IF(LOADPROFILE=0.1,Results_10PoE!C1217,IF(LOADPROFILE=0.5,Results_50PoE!C1217,\"Invalid Load Profile %\"))","v":6156},82.994318181818187,55.32954545454546,27.66477272727273,0,0,0,0,0,0,0,0,1.681884982880455E-2,2.2964764605813994E-3,4.7246823301439625E-5,false,1.2978580994570393E-2,0,0,0,0,0,0]
[2026,11,{"$f":"IF(LOADPROFILE=0.1,Results_10PoE!C1218,IF(LOADPROFILE=0.5,Results_50PoE!C1218,\"Invalid Load Profile %\"))","v":5801},82.994318181818187,55.32954545454546,27.66477272727273,0,0,0,0,0,0,0,0,1.681884982880455E-2,2.2964764605813994E-3,4.7246823301439625E-5,false,1.2978580994570393E-2,0,0,0,0,0,0]
[2026,12,{"$f":"IF(LOADPROFILE=0.1,Results_10PoE!C1219,IF(LOADPROFILE=0.5,Results_50PoE!C1219,\"Invalid Load Profile %\"))","v":5393},82.994318181818187,55.32954545454546,27.66477272727273,0,0,0,0,0,0,0,0,1.681884982880455E-2,2.2964764605813994E-3,4.7246823301439625E-5,false,1.2978580994570393E-2,0,0,0,0,0,0]
[2026,13,{"$f":"IF(LOADPROFILE=0.1,Results_10PoE!C1220,IF(LOADPROFILE=0.5,Results_50PoE!C1220,\"Invalid Load Profile %\"))","v":5037},82.994318181818187,55.32954545454546,27.66477272727273,0,0,0,0,0,0,0,0,1.681884982880455E-2,2.2964764605813994E-3,4.7246823301439625E-5,false,1.2978580994570393E-2,0,0,0,0,0,0]
[2026,14,{"$f":"IF(LOADPROFILE=0.1,Results_10PoE!C1221,IF(LOADPROFILE=0.5,Results_50PoE!C1221,\"Invalid Load Profile %\"))","v":4759},82.994318181818187,55.32954545454546,27.66477272727273,0,0,0,0,0,0,0,0,1.681884982880455E-2,2.2964764605813994E-3,4.7246823301439625E-5,false,1.2978580994570393E-2,0,0,0,0,0,0]
[2026,15,{"$f":"IF(LOADPROFILE=0.1,Results_10PoE!C1222,IF(LOADPROFILE=0.5,Results_50PoE!C1222,\"Invalid Load Profile %\"))","v":4487},82.994318181818187,55.32954545454546,27.66477272727273,0,0,0,0,0,0,0,0,1.681884982880455E-2,2.2964764605813994E-3,4.7246823301439625E-5,false,1.2978580994570393E-2,0,0,0,0,0,0]
[2026,16,{"$f":"IF(LOADPROFILE=0.1,Results_10PoE!C1223,IF(LOADPROFILE=0.5,Results_50PoE!C1223,\"Invalid Load Profile %\"))","v":4326},82.994318181818187,55.32954545454546,27.66477272727273,0,0,0,0,0,0,0,0,1.681884982880455E-2,2.2964764605813994E-3,4.7246823301439625E-5,false,1.2978580994570393E-2,0,0,0,0,0,0]
[2026,17,{"$f":"IF(LOADPROFILE=0.1,Results_10PoE!C1224,IF(LOADPROFILE=0.5,Results_50PoE!C1224,\"Invalid Load Profile %\"))","v":4147},82.994318181818187,55.32954545454546,27.66477272727273,0,0,0,0,0,0,0,0,1.681884982880455E-2,2.2964764605813994E-3,4.7246823301439625E-5,false,1.2978580994570393E-2,0,0,0,0,0,0]
[2026,18,{"$f":"IF(LOADPROFILE=0.1,Results_10PoE!C1225,IF(LOADPROFILE=0.5,Results_50PoE!C1225,\"Invalid Load Profile %\"))","v":3976},{"$f":"VLOOKUP($A1254,$Q$4:$AB$26,6,FALSE)","v":82.994318181818187},{"$f":"VLOOKUP($A1254,$Q$4:$AB$26,7,FALSE)","v":55.32954545454546},{"$f":"VLOOKUP($A1254,$Q$4:$AB$26,9,FALSE)","v":27.66477272727273},{"$f":"VLOOKUP($A1254,$Q$4:$AB$26,10,FALSE)","v":0},{"$f":"VLOOKUP($A1254,$Q$4:$AB$26,11,FALSE)","v":0},{"$f":"IF(B1254-VLOOKUP(A1254,$Q$4:$AB$26,12,FALSE)<0,0,B1254-VLOOKUP(A1254,$Q$4:$AB$26,12,FALSE))","v":0.90825390074404666},{"$f":"IF(B1254=150,0,IF(IF($I1254>D1254,($I1254-D1254)*($C1254-$C1255),0)<0,0,IF($I1254>D1254,($I1254-D1254)*($C1254-$C1255),0)))*$Y$30","v":0},{"$f":"IF(C1254=150,0,IF(IF($I1254>E1254,($I1254-E1254)*($C1254-$C1255),0)<0,0,IF($I1254>E1254,($I1254-E1254)*($C1254-$C1255),0)))*$Y$30","v":0},{"$f":"IF(D1254=150,0,IF(IF($I1254>F1254,($I1254-F1254)*($C1254-$C1255),0)<0,0,IF($I1254>F1254,($I1254-F1254)*($C1254-$C1255),0)))*$Y$30","v":0},{"$f":"IF(E1254=150,0,IF(IF($I1254>G1254,($I1254-G1254)*($C1254-$C1255),0)<0,0,IF($I1254>G1254,($I1254-G1254)*($C1254-$C1255),0)))*$Y$30","v":113.50205240383391},{"$f":"IF(F1254=150,0,IF(IF($I1254>H1254,($I1254-H1254)*($C1254-$C1255),0)<0,0,IF($I1254>H1254,($I1254-H1254)*($C1254-$C1255),0)))*$Y$30","v":113.50205240383391},{"$f":"VLOOKUP($A1254, $Q$4:$BB$26,33,FALSE)","v":1.681884982880455E-2},{"$f":"VLOOKUP($A1254, $Q$4:$BB$26,34,FALSE)","v":2.2964764605813994E-3},{"$f":"VLOOKUP($A1254, $Q$4:$BB$26,35,FALSE)","v":4.7246823301439625E-5},{"$f":"VLOOKUP($A1254, $Q$4:$BB$26,36,FALSE)","v":false},{"$f":"VLOOKUP($A1254, $Q$4:$BB$26,37,FALSE)","v":1.2978580994570393E-2},{"$f":"J1254*1000*($S$34/365)","v":0},{"$f":"O1254*K1254*1000*($T$34/365)","v":0},{"$f":"P1254*L1254*1000*($U$34/365)","v":0},{"$f":"Q1254*M1254*1000*($V$34/365)","v":1.6925283148614885},{"$f":"R1254*N1254*1000*($W$34/365)","v":0},{"$f":"S1254*K1254*1000*($X$34/365)","v":0}]
[2026,19,{"$f":"IF(LOADPROFILE=0.1,Results_10PoE!C1226,IF(LOADPROFILE=0.5,Results_50PoE!C1226,\"Invalid Load Profile %\"))","v":3850},82.994318181818187,55.32954545454546,27.66477272727273,0,0,1.9082539007440467,0,0,0,251.71766685921801,251.71766685921801,1.681884982880455E-2,2.2964764605813994E-3,4.7246823301439625E-5,false,1.2978580994570393E-2,0,0,0,3.7535821554510225,0,0]
[2026,20,{"$f":"IF(LOADPROFILE=0.1,Results_10PoE!C1227,IF(LOADPROFILE=0.5,Results_50PoE!C1227,\"Invalid Load Profile %\"))","v":3717},82.994318181818187,55.32954545454546,27.66477272727273,0,0,2.9082539007440467,0,0,0,360.55226666974755,360.55226666974755,1.681884982880455E-2,2.2964764605813994E-3,4.7246823301439625E-5,false,1.2978580994570393E-2,0,0,0,5.37651000490124,0,0]
[2026,21,{"$f":"IF(LOADPROFILE=0.1,Results_10PoE!C1228,IF(LOADPROFILE=0.5,Results_50PoE!C1228,\"Invalid Load Profile %\"))","v":3592},82.994318181818187,55.32954545454546,27.66477272727273,0,0,3.9082539007440467,0,0,0,589.18577898743399,589.18577898743399,1.681884982880455E-2,2.2964764605813994E-3,4.7246823301439625E-5,false,1.2978580994570393E-2,0,0,0,8.7858641542615032,0,0]
[2026,22,{"$f":"IF(LOADPROFILE=0.1,Results_10PoE!C1229,IF(LOADPROFILE=0.5,Results_50PoE!C1229,\"Invalid Load Profile %\"))","v":3440},82.994318181818187,55.32954545454546,27.66477272727273,0,0,4.9082539007440467,0,0,0,627.97539618338612,627.97539618338612,1.681884982880455E-2,2.2964764605813994E-3,4.7246823301439625E-5,false,1.2978580994570393E-2,0,0,0,9.3642900420436828,0,0]
[2026,23,{"$f":"IF(LOADPROFILE=0.1,Results_10PoE!C1230,IF(LOADPROFILE=0.5,Results_50PoE!C1230,\"Invalid Load Profile %\"))","v":3311},82.994318181818187,55.32954545454546,27.66477272727273,0,0,5.9082539007440467,0,0,0,761.77795509731493,761.77795509731493,1.681884982880455E-2,2.2964764605813994E-3,4.7246823301439625E-5,false,1.2978580994570393E-2,0,0,0,11.359536954029014,0,0]
[2026,24,{"$f":"IF(LOADPROFILE=0.1,Results_10PoE!C1231,IF(LOADPROFILE=0.5,Results_50PoE!C1231,\"Invalid Load Profile %\"))","v":3181},82.994318181818187,55.32954545454546,27.66477272727273,0,0,6.9082539007440467,0,0,0,849.60268056035272,849.60268056035272,1.681884982880455E-2,2.2964764605813994E-3,4.7246823301439625E-5,false,1.2978580994570393E-2,0,0,0,12.669168202477763,0,0]
[2026,25,{"$f":"IF(LOADPROFILE=0.1,Results_10PoE!C1232,IF(LOADPROFILE=0.5,Results_50PoE!C1232,\"Invalid Load Profile %\"))","v":3057},82.994318181818187,55.32954545454546,27.66477272727273,0,0,7.9082539007440467,0,0,0,1105.9248450633422,1105.9248450633422,1.681884982880455E-2,2.2964764605813994E-3,4.7246823301439625E-5,false,1.2978580994570393E-2,0,0,0,16.491412047059026,0,0]
[2026,26,{"$f":"IF(LOADPROFILE=0.1,Results_10PoE!C1233,IF(LOADPROFILE=0.5,Results_50PoE!C1233,\"Invalid Load Profile %\"))","v":2916},82.994318181818187,55.32954545454546,27.66477272727273,0,0,8.9082539007440467,0,0,0,1210.4282518581435,1210.4282518581435,1.681884982880455E-2,2.2964764605813994E-3,4.7246823301439625E-5,false,1.2978580994570393E-2,0,0,0,18.049753691581703,0,0]
[2026,27,{"$f":"IF(LOADPROFILE=0.1,Results_10PoE!C1234,IF(LOADPROFILE=0.5,Results_50PoE!C1234,\"Invalid Load Profile %\"))","v":2779},82.994318181818187,55.32954545454546,27.66477272727273,0,0,9.9082539007440467,0,0,0,1365.9595067450578,1365.9595067450578,1.681884982880455E-2,2.2964764605813994E-3,4.7246823301439625E-5,false,1.2978580994570393E-2,0,0,0,20.369016182143941,0,0]
[2026,28,{"$f":"IF(LOADPROFILE=0.1,Results_10PoE!C1235,IF(LOADPROFILE=0.5,Results_50PoE!C1235,\"Invalid Load Profile %\"))","v":2640},82.994318181818187,55.32954545454546,27.66477272727273,0,0,10.908253900744047,0,0,0,1471.3637234795724,1471.3637234795724,1.681884982880455E-2,2.2964764605813994E-3,4.7246823301439625E-5,false,1.2978580994570393E-2,0,0,0,21.940790591070286,0,0]
[2026,29,{"$f":"IF(LOADPROFILE=0.1,Results_10PoE!C1236,IF(LOADPROFILE=0.5,Results_50PoE!C1236,\"Invalid Load Profile %\"))","v":2504},82.994318181818187,55.32954545454546,27.66477272727273,0,0,11.908253900744047,0,0,0,1712.5449756902779,1712.5449756902779,1.681884982880455E-2,2.2964764605813994E-3,4.7246823301439625E-5,false,1.2978580994570393E-2,0,0,0,25.537255057880056,0,0]
[2026,30,{"$f":"IF(LOADPROFILE=0.1,Results_10PoE!C1237,IF(LOADPROFILE=0.5,Results_50PoE!C1237,\"Invalid Load Profile %\"))","v":2359},82.994318181818187,55.32954545454546,27.66477272727273,0,0,12.908253900744047,0,0,0,2138.0106699643684,2138.0106699643684,1.681884982880455E-2,2.2964764605813994E-3,4.7246823301439625E-5,false,1.2978580994570393E-2,0,0,0,31.881745922230056,0,0]
[2026,31,{"$f":"IF(LOADPROFILE=0.1,Results_10PoE!C1238,IF(LOADPROFILE=0.5,Results_50PoE!C1238,\"Invalid Load Profile %\"))","v":2192},82.994318181818187,55.32954545454546,27.66477272727273,0,0,13.908253900744047,0,0,0,2234.6706381416989,2234.6706381416989,1.681884982880455E-2,2.2964764605813994E-3,4.7246823301439625E-5,false,1.2978580994570393E-2,0,0,0,33.32312719762465,0,0]
[2026,32,{"$f":"IF(LOADPROFILE=0.1,Results_10PoE!C1239,IF(LOADPROFILE=0.5,Results_50PoE!C1239,\"Invalid Load Profile %\"))","v":2030},82.994318181818187,55.32954545454546,27.66477272727273,0,0,14.908253900744047,0,0,0,2868.4970552742429,2868.4970552742429,1.681884982880455E-2,2.2964764605813994E-3,4.7246823301439625E-5,false,1.2978580994570393E-2,0,0,0,42.774666927383791,0,0]
[2026,33,{"$f":"IF(LOADPROFILE=0.1,Results_10PoE!C1240,IF(LOADPROFILE=0.5,Results_50PoE!C1240,\"Invalid Load Profile %\"))","v":1836},82.994318181818187,55.32954545454546,27.66477272727273,0,0,15.908253900744047,0,0,0,3786.6891340921347,3786.6891340921347,1.681884982880455E-2,2.2964764605813994E-3,4.7246823301439625E-5,false,1.2978580994570393E-2,0,0,0,56.466631600864176,0,0]
[2026,34,{"$f":"IF(LOADPROFILE=0.1,Results_10PoE!C1241,IF(LOADPROFILE=0.5,Results_50PoE!C1241,\"Invalid Load Profile %\"))","v":1596},82.994318181818187,55.32954545454546,27.66477272727273,0,0,16.908253900744047,0,0,0,4075.0311437961559,4075.0311437961559,1.681884982880455E-2,2.2964764605813994E-3,4.7246823301439625E-5,false,1.2978580994570393E-2,0,0,0,60.766351345593982,0,0]
[2026,35,{"$f":"IF(LOADPROFILE=0.1,Results_10PoE!C1242,IF(LOADPROFILE=0.5,Results_50PoE!C1242,\"Invalid Load Profile %\"))","v":1353},82.994318181818187,55.32954545454546,27.66477272727273,0,0,17.908253900744047,0,0,0,4440.3698964238938,4440.3698964238938,1.681884982880455E-2,2.2964764605813994E-3,4.7246823301439625E-5,false,1.2978580994570393E-2,0,0,0,66.214236826453686,0,0]
[2026,36,{"$f":"IF(LOADPROFILE=0.1,Results_10PoE!C1243,IF(LOADPROFILE=0.5,Results_50PoE!C1243,\"Invalid Load Profile %\"))","v":1103},82.994318181818187,55.32954545454546,27.66477272727273,0,0,18.908253900744047,0,0,0,3825.6698712336888,3825.6698712336888,1.681884982880455E-2,2.2964764605813994E-3,4.7246823301439625E-5,false,1.2978580994570393E-2,0,0,0,57.047907445212033,0,0]
[2026,37,{"$f":"IF(LOADPROFILE=0.1,Results_10PoE!C1244,IF(LOADPROFILE=0.5,Results_50PoE!C1244,\"Invalid Load Profile %\"))","v":899},82.994318181818187,55.32954545454546,27.66477272727273,0,0,19.908253900744047,0,0,0,3178.9591324738344,3178.9591324738344,1.681884982880455E-2,2.2964764605813994E-3,4.7246823301439625E-5,false,1.2978580994570393E-2,0,0,0,47.404238333559285,0,0]
[2026,38,{"$f":"IF(LOADPROFILE=0.1,Results_10PoE!C1245,IF(LOADPROFILE=0.5,Results_50PoE!C1245,\"Invalid Load Profile %\"))","v":738},82.994318181818187,55.32954545454546,27.66477272727273,0,0,20.908253900744047,0,0,0,3359.3764839384212,3359.3764839384212,1.681884982880455E-2,2.2964764605813994E-3,4.7246823301439625E-5,false,1.2978580994570393E-2,0,0,0,50.094599162979982,0,0]
[2026,39,{"$f":"IF(LOADPROFILE=0.1,Results_10PoE!C1246,IF(LOADPROFILE=0.5,Results_50PoE!C1246,\"Invalid Load Profile %\"))","v":576},82.994318181818187,55.32954545454546,27.66477272727273,0,0,21.908253900744047,0,0,0,1781.7530697848192,1781.7530697848192,1.681884982880455E-2,2.2964764605813994E-3,4.7246823301439625E-5,false,1.2978580994570393E-2,0,0,0,26.569277443306564,0,0]
[2026,40,{"$f":"IF(LOADPROFILE=0.1,Results_10PoE!C1247,IF(LOADPROFILE=0.5,Results_50PoE!C1247,\"Invalid Load Profile %\"))","v":494},82.994318181818187,55.32954545454546,27.66477272727273,0,0,22.908253900744047,0,0,0,2317.4910071204272,2317.4910071204272,1.681884982880455E-2,2.2964764605813994E-3,4.7246823301439625E-5,false,1.2978580994570393E-2,0,0,0,34.558134112257669,0,0]
[2026,41,{"$f":"IF(LOADPROFILE=0.1,Results_10PoE!C1248,IF(LOADPROFILE=0.5,Results_50PoE!C1248,\"Invalid Load Profile %\"))","v":392},82.994318181818187,55.32954545454546,27.66477272727273,0,0,23.908253900744047,0,0,0,2039.2581583302328,2039.2581583302328,1.681884982880455E-2,2.2964764605813994E-3,4.7246823301439625E-5,false,1.2978580994570393E-2,0,0,0,30.409160902271271,0,0]
[2026,42,{"$f":"IF(LOADPROFILE=0.1,Results_10PoE!C1249,IF(LOADPROFILE=0.5,Results_50PoE!C1249,\"Invalid Load Profile %\"))","v":306},82.994318181818187,55.32954545454546,27.66477272727273,0,0,24.908253900744047,0,0,0,2050.440985866609,2050.440985866609,1.681884982880455E-2,2.2964764605813994E-3,4.7246823301439625E-5,false,1.2978580994570393E-2,0,0,0,30.575917818509115,0,0]
[2026,43,{"$f":"IF(LOADPROFILE=0.1,Results_10PoE!C1250,IF(LOADPROFILE=0.5,Results_50PoE!C1250,\"Invalid Load Profile %\"))","v":223},82.994318181818187,55.32954545454546,27.66477272727273,0,0,25.908253900744047,0,0,0,1618.8424786973644,1618.8424786973644,1.681884982880455E-2,2.2964764605813994E-3,4.7246823301439625E-5,false,1.2978580994570393E-2,0,0,0,24.139975220424251,0,0]
[2026,44,{"$f":"IF(LOADPROFILE=0.1,Results_10PoE!C1251,IF(LOADPROFILE=0.5,Results_50PoE!C1251,\"Invalid Load Profile %\"))","v":160},82.994318181818187,55.32954545454546,27.66477272727273,0,0,26.908253900744047,0,0,0,1147.5718076552198,1147.5718076552198,1.681884982880455E-2,2.2964764605813994E-3,4.7246823301439625E-5,false,1.2978580994570393E-2,0,0,0,17.112446309628442,0,0]
[2026,45,{"$f":"IF(LOADPROFILE=0.1,Results_10PoE!C1252,IF(LOADPROFILE=0.5,Results_50PoE!C1252,\"Invalid Load Profile %\"))","v":117},82.994318181818187,55.32954545454546,27.66477272727273,0,0,27.908253900744047,0,0,13.040223768792163,1494.6941099117143,1494.6941099117143,1.681884982880455E-2,2.2964764605813994E-3,4.7246823301439625E-5,false,1.2978580994570393E-2,0,0,11.814535992622789,22.288690376111767,0,0]
[2026,46,{"$f":"IF(LOADPROFILE=0.1,Results_10PoE!C1253,IF(LOADPROFILE=0.5,Results_50PoE!C1253,\"Invalid Load Profile %\"))","v":63},82.994318181818187,55.32954545454546,27.66477272727273,0,0,28.908253900744047,0,0,34.532112220774266,802.79709022080806,802.79709022080806,1.681884982880455E-2,2.2964764605813994E-3,4.7246823301439625E-5,false,1.2978580994570393E-2,0,0,31.28634063090281,11.971209132437096,0,0]
[2026,47,{"$f":"IF(LOADPROFILE=0.1,Results_10PoE!C1254,IF(LOADPROFILE=0.5,Results_50PoE!C1254,\"Invalid Load Profile %\"))","v":35},82.994318181818187,55.32954545454546,27.66477272727273,0,0,29.908253900744047,0,0,37.82659492288127,504.27318870861609,504.27318870861609,1.681884982880455E-2,2.2964764605813994E-3,4.7246823301439625E-5,false,1.2978580994570393E-2,0,0,34.271165519741473,7.5196582990246759,0,0]
[2026,48,{"$f":"IF(LOADPROFILE=0.1,Results_10PoE!C1255,IF(LOADPROFILE=0.5,Results_50PoE!C1255,\"Invalid Load Profile %\"))","v":18},82.994318181818187,55.32954545454546,27.66477272727273,0,0,30.908253900744047,0,0,22.518285410708653,214.58452991071709,214.58452991071709,1.681884982880455E-2,2.2964764605813994E-3,4.7246823301439625E-5,false,1.2978580994570393E-2,0,0,20.401727623237864,3.1998574925581051,0,0]
[2026,49,{"$f":"IF(LOADPROFILE=0.1,Results_10PoE!C1256,IF(LOADPROFILE=0.5,Results_50PoE!C1256,\"Invalid Load Profile %\"))","v":11},82.994318181818187,55.32954545454546,27.66477272727273,0,0,31.908253900744047,0,0,21.043510063190144,158.23368470605331,158.23368470605331,1.681884982880455E-2,2.2964764605813994E-3,4.7246823301439625E-5,false,1.2978580994570393E-2,0,0,19.065570611424249,2.3595607837732291,0,0]
[2026,50,{"$f":"IF(LOADPROFILE=0.1,Results_10PoE!C1257,IF(LOADPROFILE=0.5,Results_50PoE!C1257,\"Invalid Load Profile %\"))","v":6},82.994318181818187,55.32954545454546,27.66477272727273,0,0,32.908253900744043,0,0,20.802024437842125,130.55416415213267,130.55416415213267,1.681884982880455E-2,2.2964764605813994E-3,4.7246823301439625E-5,false,1.2978580994570393E-2,0,0,18.846782907857147,1.9468072582896778,0,0]
[2026,51,{"$f":"IF(LOADPROFILE=0.1,Results_10PoE!C1258,IF(LOADPROFILE=0.5,Results_50PoE!C1258,\"Invalid Load Profile %\"))","v":2},82.994318181818187,55.32954545454546,27.66477272727273,0,0,33.908253900744043,0,0,12.384620412566075,67.260690269711347,67.260690269711347,1.681884982880455E-2,2.2964764605813994E-3,4.7246823301439625E-5,false,1.2978580994570393E-2,0,0,11.220554663287453,1.0029829447803864,0,0]
[2026,52,{"$f":"IF(LOADPROFILE=0.1,Results_10PoE!C1259,IF(LOADPROFILE=0.5,Results_50PoE!C1259,\"Invalid Load Profile %\"))","v":0},82.994318181818187,55.32954545454546,27.66477272727273,0,0,34.908253900744043,0,0,0,0,0,1.681884982880455E-2,2.2964764605813994E-3,4.7246823301439625E-5,false,1.2978580994570393E-2,0,0,0,0,0,0]
[2026,53,{"$f":"IF(LOADPROFILE=0.1,Results_10PoE!C1260,IF(LOADPROFILE=0.5,Results_50PoE!C1260,\"Invalid Load Profile %\"))","v":0},82.994318181818187,55.32954545454546,27.66477272727273,0,0,35.908253900744043,0,0,0,0,0,1.681884982880455E-2,2.2964764605813994E-3,4.7246823301439625E-5,false,1.2978580994570393E-2,0,0,0,0,0,0]
[2026,54,{"$f":"IF(LOADPROFILE=0.1,Results_10PoE!C1261,IF(LOADPROFILE=0.5,Results_50PoE!C1261,\"Invalid Load Profile %\"))","v":0},82.994318181818187,55.32954545454546,27.66477272727273,0,0,36.908253900744043,0,0,0,0,0,1.681884982880455E-2,2.2964764605813994E-3,4.7246823301439625E-5,false,1.2978580994570393E-2,0,0,0,0,0,0]
[2026,55,{"$f":"IF(LOADPROFILE=0.1,Results_10PoE!C1262,IF(LOADPROFILE=0.5,Results_50PoE!C1262,\"Invalid Load Profile %\"))","v":0},82.994318181818187,55.32954545454546,27.66477272727273,0,0,37.908253900744043,0,0,0,0,0,1.681884982880455E-2,2.2964764605813994E-3,4.7246823301439625E-5,false,1.2978580994570393E-2,0,0,0,0,0,0]
[2026,56,{"$f":"IF(LOADPROFILE=0.1,Results_10PoE!C1263,IF(LOADPROFILE=0.5,Results_50PoE!C1263,\"Invalid Load Profile %\"))","v":0},82.994318181818187,55.32954545454546,27.66477272727273,0,0,38.908253900744043,0,0,0,0,0,1.681884982880455E-2,2.2964764605813994E-3,4.7246823301439625E-5,false,1.2978580994570393E-2,0,0,0,0,0,0]
[2026,57,{"$f":"IF(LOADPROFILE=0.1,Results_10PoE!C1264,IF(LOADPROFILE=0.5,Results_50PoE!C1264,\"Invalid Load Profile %\"))","v":0},82.994318181818187,55.32954545454546,27.66477272727273,0,0,39.908253900744043,0,0,0,0,0,1.681884982880455E-2,2.2964764605813994E-3,4.7246823301439625E-5,false,1.2978580994570393E-2,0,0,0,0,0,0]
[2026,58,{"$f":"IF(LOADPROFILE=0.1,Results_10PoE!C1265,IF(LOADPROFILE=0.5,Results_50PoE!C1265,\"Invalid Load Profile %\"))","v":0},82.994318181818187,55.32954545454546,27.66477272727273,0,0,40.908253900744043,0,0,0,0,0,1.681884982880455E-2,2.2964764605813994E-3,4.7246823301439625E-5,false,1.2978580994570393E-2,0,0,0,0,0,0]
[2026,59,{"$f":"IF(LOADPROFILE=0.1,Results_10PoE!C1266,IF(LOADPROFILE=0.5,Results_50PoE!C1266,\"Invalid Load Profile %\"))","v":0},82.994318181818187,55.32954545454546,27.66477272727273,0,0,41.908253900744043,0,0,0,0,0,1.681884982880455E-2,2.2964764605813994E-3,4.7246823301439625E-5,false,1.2978580994570393E-2,0,0,0,0,0,0]
[2026,60,{"$f":"IF(LOADPROFILE=0.1,Results_10PoE!C1267,IF(LOADPROFILE=0.5,Results_50PoE!C1267,\"Invalid Load Profile %\"))","v":0},82.994318181818187,55.32954545454546,27.66477272727273,0,0,42.908253900744043,0,0,0,0,0,1.681884982880455E-2,2.2964764605813994E-3,4.7246823301439625E-5,false,1.2978580994570393E-2,0,0,0,0,0,0]
[2026,61,{"$f":"IF(LOADPROFILE=0.1,Results_10PoE!C1268,IF(LOADPROFILE=0.5,Results_50PoE!C1268,\"Invalid Load Profile %\"))","v":0},82.994318181818187,55.32954545454546,27.66477272727273,0,0,43.908253900744043,0,0,0,0,0,1.681884982880455E-2,2.2964764605813994E-3,4.7246823301439625E-5,false,1.2978580994570393E-2,0,0,0,0,0,0]
[2026,62,{"$f":"IF(LOADPROFILE=0.1,Results_10PoE!C1269,IF(LOADPROFILE=0.5,Results_50PoE!C1269,\"Invalid Load Profile %\"))","v":0},82.994318181818187,55.32954545454546,27.66477272727273,0,0,44.908253900744043,0,0,0,0,0,1.681884982880455E-2,2.2964764605813994E-3,4.7246823301439625E-5,false,1.2978580994570393E-2,0,0,0,0,0,0]
[2026,63,{"$f":"IF(LOADPROFILE=0.1,Results_10PoE!C1270,IF(LOADPROFILE=0.5,Results_50PoE!C1270,\"Invalid Load Profile %\"))","v":0},82.994318181818187,55.32954545454546,27.66477272727273,0,0,45.908253900744043,0,0,0,0,0,1.681884982880455E-2,2.2964764605813994E-3,4.7246823301439625E-5,false,1.2978580994570393E-2,0,0,0,0,0,0]
[2026,64,{"$f":"IF(LOADPROFILE=0.1,Results_10PoE!C1271,IF(LOADPROFILE=0.5,Results_50PoE!C1271,\"Invalid Load Profile %\"))","v":0},82.994318181818187,55.32954545454546,27.66477272727273,0,0,46.908253900744043,0,0,0,0,0,1.681884982880455E-2,2.2964764605813994E-3,4.7246823301439625E-5,false,1.2978580994570393E-2,0,0,0,0,0,0]
[2026,65,{"$f":"IF(LOADPROFILE=0.1,Results_10PoE!C1272,IF(LOADPROFILE=0.5,Results_50PoE!C1272,\"Invalid Load Profile %\"))","v":0},82.994318181818187,55.32954545454546,27.66477272727273,0,0,47.908253900744043,0,0,0,0,0,1.681884982880455E-2,2.2964764605813994E-3,4.7246823301439625E-5,false,1.2978580994570393E-2,0,0,0,0,0,0]
[2026,66,{"$f":"IF(LOADPROFILE=0.1,Results_10PoE!C1273,IF(LOADPROFILE=0.5,Results_50PoE!C1273,\"Invalid Load Profile %\"))","v":0},82.994318181818187,55.32954545454546,27.66477272727273,0,0,48.908253900744043,0,0,0,0,0,1.681884982880455E-2,2.2964764605813994E-3,4.7246823301439625E-5,false,1.2978580994570393E-2,0,0,0,0,0,0]
[2026,67,{"$f":"IF(LOADPROFILE=0.1,Results_10PoE!C1274,IF(LOADPROFILE=0.5,Results_50PoE!C1274,\"Invalid Load Profile %\"))","v":0},82.994318181818187,55.32954545454546,27.66477272727273,0,0,49.908253900744043,0,0,0,0,0,1.681884982880455E-2,2.2964764605813994E-3,4.7246823301439625E-5,false,1.2978580994570393E-2,0,0,0,0,0,0]
[2026,68,{"$f":"IF(LOADPROFILE=0.1,Results_10PoE!C1275,IF(LOADPROFILE=0.5,Results_50PoE!C1275,\"Invalid Load Profile %\"))","v":0},82.994318181818187,55.32954545454546,27.66477272727273,0,0,50.908253900744043,0,0,0,0,0,1.681884982880455E-2,2.2964764605813994E-3,4.7246823301439625E-5,false,1.2978580994570393E-2,0,0,0,0,0,0]
[2026,69,{"$f":"IF(LOADPROFILE=0.1,Results_10PoE!C1276,IF(LOADPROFILE=0.5,Results_50PoE!C1276,\"Invalid Load Profile %\"))","v":0},82.994318181818187,55.32954545454546,27.66477272727273,0,0,51.908253900744043,0,0,0,0,0,1.681884982880455E-2,2.2964764605813994E-3,4.7246823301439625E-5,false,1.2978580994570393E-2,0,0,0,0,0,0]
[2026,70,{"$f":"IF(LOADPROFILE=0.1,Results_10PoE!C1277,IF(LOADPROFILE=0.5,Results_50PoE!C1277,\"Invalid Load Profile %\"))","v":0},82.994318181818187,55.32954545454546,27.66477272727273,0,0,52.908253900744043,0,0,0,0,0,1.681884982880455E-2,2.2964764605813994E-3,4.7246823301439625E-5,false,1.2978580994570393E-2,0,0,0,0,0,0]
[2026,71,{"$f":"IF(LOADPROFILE=0.1,Results_10PoE!C1278,IF(LOADPROFILE=0.5,Results_50PoE!C1278,\"Invalid Load Profile %\"))","v":0},82.994318181818187,55.32954545454546,27.66477272727273,0,0,53.908253900744043,0,0,0,0,0,1.681884982880455E-2,2.2964764605813994E-3,4.7246823301439625E-5,false,1.2978580994570393E-2,0,0,0,0,0,0]
[2026,72,{"$f":"IF(LOADPROFILE=0.1,Results_10PoE!C1279,IF(LOADPROFILE=0.5,Results_50PoE!C1279,\"Invalid Load Profile %\"))","v":0},82.994318181818187,55.32954545454546,27.66477272727273,0,0,54.908253900744043,0,0,0,0,0,1.681884982880455E-2,2.2964764605813994E-3,4.7246823301439625E-5,false,1.2978580994570393E-2,0,0,0,0,0,0]
[2026,73,{"$f":"IF(LOADPROFILE=0.1,Results_10PoE!C1280,IF(LOADPROFILE=0.5,Results_50PoE!C1280,\"Invalid Load Profile %\"))","v":0},82.994318181818187,55.32954545454546,27.66477272727273,0,0,55.908253900744043,0,0,0,0,0,1.681884982880455E-2,2.2964764605813994E-3,4.7246823301439625E-5,false,1.2978580994570393E-2,0,0,0,0,0,0]
[2026,74,{"$f":"IF(LOADPROFILE=0.1,Results_10PoE!C1281,IF(LOADPROFILE=0.5,Results_50PoE!C1281,\"Invalid Load Profile %\"))","v":0},82.994318181818187,55.32954545454546,27.66477272727273,0,0,56.908253900744043,0,0,0,0,0,1.681884982880455E-2,2.2964764605813994E-3,4.7246823301439625E-5,false,1.2978580994570393E-2,0,0,0,0,0,0]
[2026,75,{"$f":"IF(LOADPROFILE=0.1,Results_10PoE!C1282,IF(LOADPROFILE=0.5,Results_50PoE!C1282,\"Invalid Load Profile %\"))","v":0},82.994318181818187,55.32954545454546,27.66477272727273,0,0,57.908253900744043,0,0,0,0,0,1.681884982880455E-2,2.2964764605813994E-3,4.7246823301439625E-5,false,1.2978580994570393E-2,0,0,0,0,0,0]
[2026,76,{"$f":"IF(LOADPROFILE=0.1,Results_10PoE!C1283,IF(LOADPROFILE=0.5,Results_50PoE!C1283,\"Invalid Load Profile %\"))","v":0},82.994318181818187,55.32954545454546,27.66477272727273,0,0,58.908253900744043,0,0,0,0,0,1.681884982880455E-2,2.2964764605813994E-3,4.7246823301439625E-5,false,1.2978580994570393E-2,0,0,0,0,0,0]
[2026,77,{"$f":"IF(LOADPROFILE=0.1,Results_10PoE!C1284,IF(LOADPROFILE=0.5,Results_50PoE!C1284,\"Invalid Load Profile %\"))","v":0},82.994318181818187,55.32954545454546,27.66477272727273,0,0,59.908253900744043,0,0,0,0,0,1.681884982880455E-2,2.2964764605813994E-3,4.7246823301439625E-5,false,1.2978580994570393E-2,0,0,0,0,0,0]
[2026,78,{"$f":"IF(LOADPROFILE=0.1,Results_10PoE!C1285,IF(LOADPROFILE=0.5,Results_50PoE!C1285,\"Invalid Load Profile %\"))","v":0},82.994318181818187,55.32954545454546,27.66477272727273,0,0,60.908253900744043,0,0,0,0,0,1.681884982880455E-2,2.2964764605813994E-3,4.7246823301439625E-5,false,1.2978580994570393E-2,0,0,0,0,0,0]
[2026,79,{"$f":"IF(LOADPROFILE=0.1,Results_10PoE!C1286,IF(LOADPROFILE=0.5,Results_50PoE!C1286,\"Invalid Load Profile %\"))","v":0},82.994318181818187,55.32954545454546,27.66477272727273,0,0,61.908253900744043,0,0,0,0,0,1.681884982880455E-2,2.2964764605813994E-3,4.7246823301439625E-5,false,1.2978580994570393E-2,0,0,0,0,0,0]
[2026,80,{"$f":"IF(LOADPROFILE=0.1,Results_10PoE!C1287,IF(LOADPROFILE=0.5,Results_50PoE!C1287,\"Invalid Load Profile %\"))","v":0},82.994318181818187,55.32954545454546,27.66477272727273,0,0,62.908253900744043,0,0,0,0,0,1.681884982880455E-2,2.2964764605813994E-3,4.7246823301439625E-5,false,1.2978580994570393E-2,0,0,0,0,0,0]
[2026,81,{"$f":"IF(LOADPROFILE=0.1,Results_10PoE!C1288,IF(LOADPROFILE=0.5,Results_50PoE!C1288,\"Invalid Load Profile %\"))","v":0},82.994318181818187,55.32954545454546,27.66477272727273,0,0,63.908253900744043,0,0,0,0,0,1.681884982880455E-2,2.2964764605813994E-3,4.7246823301439625E-5,false,1.2978580994570393E-2,0,0,0,0,0,0]
[2026,82,{"$f":"IF(LOADPROFILE=0.1,Results_10PoE!C1289,IF(LOADPROFILE=0.5,Results_50PoE!C1289,\"Invalid Load Profile %\"))","v":0},{"$f":"VLOOKUP($A1318,$Q$4:$AB$26,6,FALSE)","v":82.994318181818187},{"$f":"VLOOKUP($A1318,$Q$4:$AB$26,7,FALSE)","v":55.32954545454546},{"$f":"VLOOKUP($A1318,$Q$4:$AB$26,9,FALSE)","v":27.66477272727273},{"$f":"VLOOKUP($A1318,$Q$4:$AB$26,10,FALSE)","v":0},{"$f":"VLOOKUP($A1318,$Q$4:$AB$26,11,FALSE)","v":0},{"$f":"IF(B1318-VLOOKUP(A1318,$Q$4:$AB$26,12,FALSE)<0,0,B1318-VLOOKUP(A1318,$Q$4:$AB$26,12,FALSE))","v":64.908253900744043},{"$f":"IF(B1318=150,0,IF(IF($I1318>D1318,($I1318-D1318)*($C1318-$C1319),0)<0,0,IF($I1318>D1318,($I1318-D1318)*($C1318-$C1319),0)))*$Y$30","v":0},{"$f":"IF(C1318=150,0,IF(IF($I1318>E1318,($I1318-E1318)*($C1318-$C1319),0)<0,0,IF($I1318>E1318,($I1318-E1318)*($C1318-$C1319),0)))*$Y$30","v":0},{"$f":"IF(D1318=150,0,IF(IF($I1318>F1318,($I1318-F1318)*($C1318-$C1319),0)<0,0,IF($I1318>F1318,($I1318-F1318)*($C1318-$C1319),0)))*$Y$30","v":0},{"$f":"IF(E1318=150,0,IF(IF($I1318>G1318,($I1318-G1318)*($C1318-$C1319),0)<0,0,IF($I1318>G1318,($I1318-G1318)*($C1318-$C1319),0)))*$Y$30","v":0},{"$f":"IF(F1318=150,0,IF(IF($I1318>H1318,($I1318-H1318)*($C1318-$C1319),0)<0,0,IF($I1318>H1318,($I1318-H1318)*($C1318-$C1319),0)))*$Y$30","v":0},{"$f":"VLOOKUP($A1318, $Q$4:$BB$26,33,FALSE)","v":1.681884982880455E-2},{"$f":"VLOOKUP($A1318, $Q$4:$BB$26,34,FALSE)","v":2.2964764605813994E-3},{"$f":"VLOOKUP($A1318, $Q$4:$BB$26,35,FALSE)","v":4.7246823301439625E-5},{"$f":"VLOOKUP($A1318, $Q$4:$BB$26,36,FALSE)","v":false},{"$f":"VLOOKUP($A1318, $Q$4:$BB$26,37,FALSE)","v":1.2978580994570393E-2},{"$f":"J1318*1000*($S$34/365)","v":0},{"$f":"O1318*K1318*1000*($T$34/365)","v":0},{"$f":"P1318*L1318*1000*($U$34/365)","v":0},{"$f":"Q1318*M1318*1000*($V$34/365)","v":0},{"$f":"R1318*N1318*1000*($W$34/365)","v":0},{"$f":"S1318*K1318*1000*($X$34/365)","v":0}]
[2026,83,{"$f":"IF(LOADPROFILE=0.1,Results_10PoE!C1290,IF(LOADPROFILE=0.5,Results_50PoE!C1290,\"Invalid Load Profile %\"))","v":0},82.994318181818187,55.32954545454546,27.66477272727273,0,0,65.908253900744043,0,0,0,0,0,1.681884982880455E-2,2.2964764605813994E-3,4.7246823301439625E-5,false,1.2978580994570393E-2,0,0,0,0,0,0]
[2026,84,{"$f":"IF(LOADPROFILE=0.1,Results_10PoE!C1291,IF(LOADPROFILE=0.5,Results_50PoE!C1291,\"Invalid Load Profile %\"))","v":0},82.994318181818187,55.32954545454546,27.66477272727273,0,0,66.908253900744043,0,0,0,0,0,1.681884982880455E-2,2.2964764605813994E-3,4.7246823301439625E-5,false,1.2978580994570393E-2,0,0,0,0,0,0]
[2026,85,{"$f":"IF(LOADPROFILE=0.1,Results_10PoE!C1292,IF(LOADPROFILE=0.5,Results_50PoE!C1292,\"Invalid Load Profile %\"))","v":0},82.994318181818187,55.32954545454546,27.66477272727273,0,0,67.908253900744043,0,0,0,0,0,1.681884982880455E-2,2.2964764605813994E-3,4.7246823301439625E-5,false,1.2978580994570393E-2,0,0,0,0,0,0]
[2026,86,{"$f":"IF(LOADPROFILE=0.1,Results_10PoE!C1293,IF(LOADPROFILE=0.5,Results_50PoE!C1293,\"Invalid Load Profile %\"))","v":0},82.994318181818187,55.32954545454546,27.66477272727273,0,0,68.908253900744043,0,0,0,0,0,1.681884982880455E-2,2.2964764605813994E-3,4.7246823301439625E-5,false,1.2978580994570393E-2,0,0,0,0,0,0]
[2026,87,{"$f":"IF(LOADPROFILE=0.1,Results_10PoE!C1294,IF(LOADPROFILE=0.5,Results_50PoE!C1294,\"Invalid Load Profile %\"))","v":0},82.994318181818187,55.32954545454546,27.66477272727273,0,0,69.908253900744043,0,0,0,0,0,1.681884982880455E-2,2.2964764605813994E-3,4.7246823301439625E-5,false,1.2978580994570393E-2,0,0,0,0,0,0]
[2026,88,{"$f":"IF(LOADPROFILE=0.1,Results_10PoE!C1295,IF(LOADPROFILE=0.5,Results_50PoE!C1295,\"Invalid Load Profile %\"))","v":0},82.994318181818187,55.32954545454546,27.66477272727273,0,0,70.908253900744043,0,0,0,0,0,1.681884982880455E-2,2.2964764605813994E-3,4.7246823301439625E-5,false,1.2978580994570393E-2,0,0,0,0,0,0]
[2026,89,{"$f":"IF(LOADPROFILE=0.1,Results_10PoE!C1296,IF(LOADPROFILE=0.5,Results_50PoE!C1296,\"Invalid Load Profile %\"))","v":0},82.994318181818187,55.32954545454546,27.66477272727273,0,0,71.908253900744043,0,0,0,0,0,1.681884982880455E-2,2.2964764605813994E-3,4.7246823301439625E-5,false,1.2978580994570393E-2,0,0,0,0,0,0]
[2026,90,{"$f":"IF(LOADPROFILE=0.1,Results_10PoE!C1297,IF(LOADPROFILE=0.5,Results_50PoE!C1297,\"Invalid Load Profile %\"))","v":0},82.994318181818187,55.32954545454546,27.66477272727273,0,0,72.908253900744043,0,0,0,0,0,1.681884982880455E-2,2.2964764605813994E-3,4.7246823301439625E-5,false,1.2978580994570393E-2,0,0,0,0,0,0]
[2026,91,{"$f":"IF(LOADPROFILE=0.1,Results_10PoE!C1298,IF(LOADPROFILE=0.5,Results_50PoE!C1298,\"Invalid Load Profile %\"))","v":0},82.994318181818187,55.32954545454546,27.66477272727273,0,0,73.908253900744043,0,0,0,0,0,1.681884982880455E-2,2.2964764605813994E-3,4.7246823301439625E-5,false,1.2978580994570393E-2,0,0,0,0,0,0]
[2026,92,{"$f":"IF(LOADPROFILE=0.1,Results_10PoE!C1299,IF(LOADPROFILE=0.5,Results_50PoE!C1299,\"Invalid Load Profile %\"))","v":0},82.994318181818187,55.32954545454546,27.66477272727273,0,0,74.908253900744043,0,0,0,0,0,1.681884982880455E-2,2.2964764605813994E-3,4.7246823301439625E-5,false,1.2978580994570393E-2,0,0,0,0,0,0]
[2026,93,{"$f":"IF(LOADPROFILE=0.1,Results_10PoE!C1300,IF(LOADPROFILE=0.5,Results_50PoE!C1300,\"Invalid Load Profile %\"))","v":0},82.994318181818187,55.32954545454546,27.66477272727273,0,0,75.908253900744043,0,0,0,0,0,1.681884982880455E-2,2.2964764605813994E-3,4.7246823301439625E-5,false,1.2978580994570393E-2,0,0,0,0,0,0]
[2026,94,{"$f":"IF(LOADPROFILE=0.1,Results_10PoE!C1301,IF(LOADPROFILE=0.5,Results_50PoE!C1301,\"Invalid Load Profile %\"))","v":0},82.994318181818187,55.32954545454546,27.66477272727273,0,0,76.908253900744043,0,0,0,0,0,1.681884982880455E-2,2.2964764605813994E-3,4.7246823301439625E-5,false,1.2978580994570393E-2,0,0,0,0,0,0]
[2026,95,{"$f":"IF(LOADPROFILE=0.1,Results_10PoE!C1302,IF(LOADPROFILE=0.5,Results_50PoE!C1302,\"Invalid Load Profile %\"))","v":0},82.994318181818187,55.32954545454546,27.66477272727273,0,0,77.908253900744043,0,0,0,0,0,1.681884982880455E-2,2.2964764605813994E-3,4.7246823301439625E-5,false,1.2978580994570393E-2,0,0,0,0,0,0]
[2026,96,{"$f":"IF(LOADPROFILE=0.1,Results_10PoE!C1303,IF(LOADPROFILE=0.5,Results_50PoE!C1303,\"Invalid Load Profile %\"))","v":0},82.994318181818187,55.32954545454546,27.66477272727273,0,0,78.908253900744043,0,0,0,0,0,1.681884982880455E-2,2.2964764605813994E-3,4.7246823301439625E-5,false,1.2978580994570393E-2,0,0,0,0,0,0]
[2026,97,{"$f":"IF(LOADPROFILE=0.1,Results_10PoE!C1304,IF(LOADPROFILE=0.5,Results_50PoE!C1304,\"Invalid Load Profile %\"))","v":0},82.994318181818187,55.32954545454546,27.66477272727273,0,0,79.908253900744043,0,0,0,0,0,1.681884982880455E-2,2.2964764605813994E-3,4.7246823301439625E-5,false,1.2978580994570393E-2,0,0,0,0,0,0]
[2026,98,{"$f":"IF(LOADPROFILE=0.1,Results_10PoE!C1305,IF(LOADPROFILE=0.5,Results_50PoE!C1305,\"Invalid Load Profile %\"))","v":0},82.994318181818187,55.32954545454546,27.66477272727273,0,0,80.908253900744043,0,0,0,0,0,1.681884982880455E-2,2.2964764605813994E-3,4.7246823301439625E-5,false,1.2978580994570393E-2,0,0,0,0,0,0]
[2026,99,{"$f":"IF(LOADPROFILE=0.1,Results_10PoE!C1306,IF(LOADPROFILE=0.5,Results_50PoE!C1306,\"Invalid Load Profile %\"))","v":0},82.994318181818187,55.32954545454546,27.66477272727273,0,0,81.908253900744043,0,0,0,0,0,1.681884982880455E-2,2.2964764605813994E-3,4.7246823301439625E-5,false,1.2978580994570393E-2,0,0,0,0,0,0]
[2026,100,{"$f":"IF(LOADPROFILE=0.1,Results_10PoE!C1307,IF(LOADPROFILE=0.5,Results_50PoE!C1307,\"Invalid Load Profile %\"))","v":0},82.994318181818187,55.32954545454546,27.66477272727273,0,0,82.908253900744043,0,0,0,0,0,1.681884982880455E-2,2.2964764605813994E-3,4.7246823301439625E-5,false,1.2978580994570393E-2,0,0,0,0,0,0]
[2026,101,{"$f":"IF(LOADPROFILE=0.1,Results_10PoE!C1308,IF(LOADPROFILE=0.5,Results_50PoE!C1308,\"Invalid Load Profile %\"))","v":0},82.994318181818187,55.32954545454546,27.66477272727273,0,0,83.908253900744043,0,0,0,0,0,1.681884982880455E-2,2.2964764605813994E-3,4.7246823301439625E-5,false,1.2978580994570393E-2,0,0,0,0,0,0]
[2026,102,{"$f":"IF(LOADPROFILE=0.1,Results_10PoE!C1309,IF(LOADPROFILE=0.5,Results_50PoE!C1309,\"Invalid Load Profile %\"))","v":0},82.994318181818187,55.32954545454546,27.66477272727273,0,0,84.908253900744043,0,0,0,0,0,1.681884982880455E-2,2.2964764605813994E-3,4.7246823301439625E-5,false,1.2978580994570393E-2,0,0,0,0,0,0]
[2026,103,{"$f":"IF(LOADPROFILE=0.1,Results_10PoE!C1310,IF(LOADPROFILE=0.5,Results_50PoE!C1310,\"Invalid Load Profile %\"))","v":0},82.994318181818187,55.32954545454546,27.66477272727273,0,0,85.908253900744043,0,0,0,0,0,1.681884982880455E-2,2.2964764605813994E-3,4.7246823301439625E-5,false,1.2978580994570393E-2,0,0,0,0,0,0]
[2026,104,{"$f":"IF(LOADPROFILE=0.1,Results_10PoE!C1311,IF(LOADPROFILE=0.5,Results_50PoE!C1311,\"Invalid Load Profile %\"))","v":0},82.994318181818187,55.32954545454546,27.66477272727273,0,0,86.908253900744043,0,0,0,0,0,1.681884982880455E-2,2.2964764605813994E-3,4.7246823301439625E-5,false,1.2978580994570393E-2,0,0,0,0,0,0]
[2026,105,{"$f":"IF(LOADPROFILE=0.1,Results_10PoE!C1312,IF(LOADPROFILE=0.5,Results_50PoE!C1312,\"Invalid Load Profile %\"))","v":0},82.994318181818187,55.32954545454546,27.66477272727273,0,0,87.908253900744043,0,0,0,0,0,1.681884982880455E-2,2.2964764605813994E-3,4.7246823301439625E-5,false,1.2978580994570393E-2,0,0,0,0,0,0]
[2026,106,{"$f":"IF(LOADPROFILE=0.1,Results_10PoE!C1313,IF(LOADPROFILE=0.5,Results_50PoE!C1313,\"Invalid Load Profile %\"))","v":0},82.994318181818187,55.32954545454546,27.66477272727273,0,0,88.908253900744043,0,0,0,0,0,1.681884982880455E-2,2.2964764605813994E-3,4.7246823301439625E-5,false,1.2978580994570393E-2,0,0,0,0,0,0]
[2026,107,{"$f":"IF(LOADPROFILE=0.1,Results_10PoE!C1314,IF(LOADPROFILE=0.5,Results_50PoE!C1314,\"Invalid Load Profile %\"))","v":0},82.994318181818187,55.32954545454546,27.66477272727273,0,0,89.908253900744043,0,0,0,0,0,1.681884982880455E-2,2.2964764605813994E-3,4.7246823301439625E-5,false,1.2978580994570393E-2,0,0,0,0,0,0]
[2026,108,{"$f":"IF(LOADPROFILE=0.1,Results_10PoE!C1315,IF(LOADPROFILE=0.5,Results_50PoE!C1315,\"Invalid Load Profile %\"))","v":0},82.994318181818187,55.32954545454546,27.66477272727273,0,0,90.908253900744043,0,0,0,0,0,1.681884982880455E-2,2.2964764605813994E-3,4.7246823301439625E-5,false,1.2978580994570393E-2,0,0,0,0,0,0]
[2026,109,{"$f":"IF(LOADPROFILE=0.1,Results_10PoE!C1316,IF(LOADPROFILE=0.5,Results_50PoE!C1316,\"Invalid Load Profile %\"))","v":0},82.994318181818187,55.32954545454546,27.66477272727273,0,0,91.908253900744043,0,0,0,0,0,1.681884982880455E-2,2.2964764605813994E-3,4.7246823301439625E-5,false,1.2978580994570393E-2,0,0,0,0,0,0]
[2026,110,{"$f":"IF(LOADPROFILE=0.1,Results_10PoE!C1317,IF(LOADPROFILE=0.5,Results_50PoE!C1317,\"Invalid Load Profile %\"))","v":0},82.994318181818187,55.32954545454546,27.66477272727273,0,0,92.908253900744043,0,0,0,0,0,1.681884982880455E-2,2.2964764605813994E-3,4.7246823301439625E-5,false,1.2978580994570393E-2,0,0,0,0,0,0]
[2026,111,{"$f":"IF(LOADPROFILE=0.1,Results_10PoE!C1318,IF(LOADPROFILE=0.5,Results_50PoE!C1318,\"Invalid Load Profile %\"))","v":0},82.994318181818187,55.32954545454546,27.66477272727273,0,0,93.908253900744043,0,0,0,0,0,1.681884982880455E-2,2.2964764605813994E-3,4.7246823301439625E-5,false,1.2978580994570393E-2,0,0,0,0,0,0]
[2026,112,{"$f":"IF(LOADPROFILE=0.1,Results_10PoE!C1319,IF(LOADPROFILE=0.5,Results_50PoE!C1319,\"Invalid Load Profile %\"))","v":0},82.994318181818187,55.32954545454546,27.66477272727273,0,0,94.908253900744043,0,0,0,0,0,1.681884982880455E-2,2.2964764605813994E-3,4.7246823301439625E-5,false,1.2978580994570393E-2,0,0,0,0,0,0]
[2026,113,{"$f":"IF(LOADPROFILE=0.1,Results_10PoE!C1320,IF(LOADPROFILE=0.5,Results_50PoE!C1320,\"Invalid Load Profile %\"))","v":0},82.994318181818187,55.32954545454546,27.66477272727273,0,0,95.908253900744043,0,0,0,0,0,1.681884982880455E-2,2.2964764605813994E-3,4.7246823301439625E-5,false,1.2978580994570393E-2,0,0,0,0,0,0]
[2026,114,{"$f":"IF(LOADPROFILE=0.1,Results_10PoE!C1321,IF(LOADPROFILE=0.5,Results_50PoE!C1321,\"Invalid Load Profile %\"))","v":0},82.994318181818187,55.32954545454546,27.66477272727273,0,0,96.908253900744043,0,0,0,0,0,1.681884982880455E-2,2.2964764605813994E-3,4.7246823301439625E-5,false,1.2978580994570393E-2,0,0,0,0,0,0]
[2026,115,{"$f":"IF(LOADPROFILE=0.1,Results_10PoE!C1322,IF(LOADPROFILE=0.5,Results_50PoE!C1322,\"Invalid Load Profile %\"))","v":0},82.994318181818187,55.32954545454546,27.66477272727273,0,0,97.908253900744043,0,0,0,0,0,1.681884982880455E-2,2.2964764605813994E-3,4.7246823301439625E-5,false,1.2978580994570393E-2,0,0,0,0,0,0]
[2026,116,{"$f":"IF(LOADPROFILE=0.1,Results_10PoE!C1323,IF(LOADPROFILE=0.5,Results_50PoE!C1323,\"Invalid Load Profile %\"))","v":0},82.994318181818187,55.32954545454546,27.66477272727273,0,0,98.908253900744043,0,0,0,0,0,1.681884982880455E-2,2.2964764605813994E-3,4.7246823301439625E-5,false,1.2978580994570393E-2,0,0,0,0,0,0]
[2026,117,{"$f":"IF(LOADPROFILE=0.1,Results_10PoE!C1324,IF(LOADPROFILE=0.5,Results_50PoE!C1324,\"Invalid Load Profile %\"))","v":0},82.994318181818187,55.32954545454546,27.66477272727273,0,0,99.908253900744043,0,0,0,0,0,1.681884982880455E-2,2.2964764605813994E-3,4.7246823301439625E-5,false,1.2978580994570393E-2,0,0,0,0,0,0]
[2026,118,{"$f":"IF(LOADPROFILE=0.1,Results_10PoE!C1325,IF(LOADPROFILE=0.5,Results_50PoE!C1325,\"Invalid Load Profile %\"))","v":0},82.994318181818187,55.32954545454546,27.66477272727273,0,0,100.90825390074404,0,0,0,0,0,1.681884982880455E-2,2.2964764605813994E-3,4.7246823301439625E-5,false,1.2978580994570393E-2,0,0,0,0,0,0]
[2026,119,{"$f":"IF(LOADPROFILE=0.1,Results_10PoE!C1326,IF(LOADPROFILE=0.5,Results_50PoE!C1326,\"Invalid Load Profile %\"))","v":0},82.994318181818187,55.32954545454546,27.66477272727273,0,0,101.90825390074404,0,0,0,0,0,1.681884982880455E-2,2.2964764605813994E-3,4.7246823301439625E-5,false,1.2978580994570393E-2,0,0,0,0,0,0]
[2026,120,{"$f":"IF(LOADPROFILE=0.1,Results_10PoE!C1327,IF(LOADPROFILE=0.5,Results_50PoE!C1327,\"Invalid Load Profile %\"))","v":0},82.994318181818187,55.32954545454546,27.66477272727273,0,0,102.90825390074404,0,0,0,0,0,1.681884982880455E-2,2.2964764605813994E-3,4.7246823301439625E-5,false,1.2978580994570393E-2,0,0,0,0,0,0]
[2026,121,{"$f":"IF(LOADPROFILE=0.1,Results_10PoE!C1328,IF(LOADPROFILE=0.5,Results_50PoE!C1328,\"Invalid Load Profile %\"))","v":0},82.994318181818187,55.32954545454546,27.66477272727273,0,0,103.90825390074404,0,0,0,0,0,1.681884982880455E-2,2.2964764605813994E-3,4.7246823301439625E-5,false,1.2978580994570393E-2,0,0,0,0,0,0]
[2026,122,{"$f":"IF(LOADPROFILE=0.1,Results_10PoE!C1329,IF(LOADPROFILE=0.5,Results_50PoE!C1329,\"Invalid Load Profile %\"))","v":0},82.994318181818187,55.32954545454546,27.66477272727273,0,0,104.90825390074404,0,0,0,0,0,1.681884982880455E-2,2.2964764605813994E-3,4.7246823301439625E-5,false,1.2978580994570393E-2,0,0,0,0,0,0]
[2026,123,{"$f":"IF(LOADPROFILE=0.1,Results_10PoE!C1330,IF(LOADPROFILE=0.5,Results_50PoE!C1330,\"Invalid Load Profile %\"))","v":0},82.994318181818187,55.32954545454546,27.66477272727273,0,0,105.90825390074404,0,0,0,0,0,1.681884982880455E-2,2.2964764605813994E-3,4.7246823301439625E-5,false,1.2978580994570393E-2,0,0,0,0,0,0]
[2026,124,{"$f":"IF(LOADPROFILE=0.1,Results_10PoE!C1331,IF(LOADPROFILE=0.5,Results_50PoE!C1331,\"Invalid Load Profile %\"))","v":0},82.994318181818187,55.32954545454546,27.66477272727273,0,0,106.90825390074404,0,0,0,0,0,1.681884982880455E-2,2.2964764605813994E-3,4.7246823301439625E-5,false,1.2978580994570393E-2,0,0,0,0,0,0]
[2026,125,{"$f":"IF(LOADPROFILE=0.1,Results_10PoE!C1332,IF(LOADPROFILE=0.5,Results_50PoE!C1332,\"Invalid Load Profile %\"))","v":0},82.994318181818187,55.32954545454546,27.66477272727273,0,0,107.90825390074404,0,0,0,0,0,1.681884982880455E-2,2.2964764605813994E-3,4.7246823301439625E-5,false,1.2978580994570393E-2,0,0,0,0,0,0]
[2026,126,{"$f":"IF(LOADPROFILE=0.1,Results_10PoE!C1333,IF(LOADPROFILE=0.5,Results_50PoE!C1333,\"Invalid Load Profile %\"))","v":0},82.994318181818187,55.32954545454546,27.66477272727273,0,0,108.90825390074404,0,0,0,0,0,1.681884982880455E-2,2.2964764605813994E-3,4.7246823301439625E-5,false,1.2978580994570393E-2,0,0,0,0,0,0]
[2026,127,{"$f":"IF(LOADPROFILE=0.1,Results_10PoE!C1334,IF(LOADPROFILE=0.5,Results_50PoE!C1334,\"Invalid Load Profile %\"))","v":0},82.994318181818187,55.32954545454546,27.66477272727273,0,0,109.90825390074404,0,0,0,0,0,1.681884982880455E-2,2.2964764605813994E-3,4.7246823301439625E-5,false,1.2978580994570393E-2,0,0,0,0,0,0]
[2026,128,{"$f":"IF(LOADPROFILE=0.1,Results_10PoE!C1335,IF(LOADPROFILE=0.5,Results_50PoE!C1335,\"Invalid Load Profile %\"))","v":0},82.994318181818187,55.32954545454546,27.66477272727273,0,0,110.90825390074404,0,0,0,0,0,1.681884982880455E-2,2.2964764605813994E-3,4.7246823301439625E-5,false,1.2978580994570393E-2,0,0,0,0,0,0]
[2026,129,{"$f":"IF(LOADPROFILE=0.1,Results_10PoE!C1336,IF(LOADPROFILE=0.5,Results_50PoE!C1336,\"Invalid Load Profile %\"))","v":0},82.994318181818187,55.32954545454546,27.66477272727273,0,0,111.90825390074404,0,0,0,0,0,1.681884982880455E-2,2.2964764605813994E-3,4.7246823301439625E-5,false,1.2978580994570393E-2,0,0,0,0,0,0]
[2026,130,{"$f":"IF(LOADPROFILE=0.1,Results_10PoE!C1337,IF(LOADPROFILE=0.5,Results_50PoE!C1337,\"Invalid Load Profile %\"))","v":0},82.994318181818187,55.32954545454546,27.66477272727273,0,0,112.90825390074404,0,0,0,0,0,1.681884982880455E-2,2.2964764605813994E-3,4.7246823301439625E-5,false,1.2978580994570393E-2,0,0,0,0,0,0]
[2026,131,{"$f":"IF(LOADPROFILE=0.1,Results_10PoE!C1338,IF(LOADPROFILE=0.5,Results_50PoE!C1338,\"Invalid Load Profile %\"))","v":0},82.994318181818187,55.32954545454546,27.66477272727273,0,0,113.90825390074404,0,0,0,0,0,1.681884982880455E-2,2.2964764605813994E-3,4.7246823301439625E-5,false,1.2978580994570393E-2,0,0,0,0,0,0]
[2026,132,{"$f":"IF(LOADPROFILE=0.1,Results_10PoE!C1339,IF(LOADPROFILE=0.5,Results_50PoE!C1339,\"Invalid Load Profile %\"))","v":0},82.994318181818187,55.32954545454546,27.66477272727273,0,0,114.90825390074404,0,0,0,0,0,1.681884982880455E-2,2.2964764605813994E-3,4.7246823301439625E-5,false,1.2978580994570393E-2,0,0,0,0,0,0]
[2026,133,{"$f":"IF(LOADPROFILE=0.1,Results_10PoE!C1340,IF(LOADPROFILE=0.5,Results_50PoE!C1340,\"Invalid Load Profile %\"))","v":0},82.994318181818187,55.32954545454546,27.66477272727273,0,0,115.90825390074404,0,0,0,0,0,1.681884982880455E-2,2.2964764605813994E-3,4.7246823301439625E-5,false,1.2978580994570393E-2,0,0,0,0,0,0]
[2026,134,{"$f":"IF(LOADPROFILE=0.1,Results_10PoE!C1341,IF(LOADPROFILE=0.5,Results_50PoE!C1341,\"Invalid Load Profile %\"))","v":0},82.994318181818187,55.32954545454546,27.66477272727273,0,0,116.90825390074404,0,0,0,0,0,1.681884982880455E-2,2.2964764605813994E-3,4.7246823301439625E-5,false,1.2978580994570393E-2,0,0,0,0,0,0]
[2026,135,{"$f":"IF(LOADPROFILE=0.1,Results_10PoE!C1342,IF(LOADPROFILE=0.5,Results_50PoE!C1342,\"Invalid Load Profile %\"))","v":0},82.994318181818187,55.32954545454546,27.66477272727273,0,0,117.90825390074404,0,0,0,0,0,1.681884982880455E-2,2.2964764605813994E-3,4.7246823301439625E-5,false,1.2978580994570393E-2,0,0,0,0,0,0]
[2026,136,{"$f":"IF(LOADPROFILE=0.1,Results_10PoE!C1343,IF(LOADPROFILE=0.5,Results_50PoE!C1343,\"Invalid Load Profile %\"))","v":0},82.994318181818187,55.32954545454546,27.66477272727273,0,0,118.90825390074404,0,0,0,0,0,1.681884982880455E-2,2.2964764605813994E-3,4.7246823301439625E-5,false,1.2978580994570393E-2,0,0,0,0,0,0]
[2026,137,{"$f":"IF(LOADPROFILE=0.1,Results_10PoE!C1344,IF(LOADPROFILE=0.5,Results_50PoE!C1344,\"Invalid Load Profile %\"))","v":0},82.994318181818187,55.32954545454546,27.66477272727273,0,0,119.90825390074404,0,0,0,0,0,1.681884982880455E-2,2.2964764605813994E-3,4.7246823301439625E-5,false,1.2978580994570393E-2,0,0,0,0,0,0]
[2026,138,{"$f":"IF(LOADPROFILE=0.1,Results_10PoE!C1345,IF(LOADPROFILE=0.5,Results_50PoE!C1345,\"Invalid Load Profile %\"))","v":0},82.994318181818187,55.32954545454546,27.66477272727273,0,0,120.90825390074404,0,0,0,0,0,1.681884982880455E-2,2.2964764605813994E-3,4.7246823301439625E-5,false,1.2978580994570393E-2,0,0,0,0,0,0]
[2026,139,{"$f":"IF(LOADPROFILE=0.1,Results_10PoE!C1346,IF(LOADPROFILE=0.5,Results_50PoE!C1346,\"Invalid Load Profile %\"))","v":0},82.994318181818187,55.32954545454546,27.66477272727273,0,0,121.90825390074404,0,0,0,0,0,1.681884982880455E-2,2.2964764605813994E-3,4.7246823301439625E-5,false,1.2978580994570393E-2,0,0,0,0,0,0]
[2026,140,{"$f":"IF(LOADPROFILE=0.1,Results_10PoE!C1347,IF(LOADPROFILE=0.5,Results_50PoE!C1347,\"Invalid Load Profile %\"))","v":0},82.994318181818187,55.32954545454546,27.66477272727273,0,0,122.90825390074404,0,0,0,0,0,1.681884982880455E-2,2.2964764605813994E-3,4.7246823301439625E-5,false,1.2978580994570393E-2,0,0,0,0,0,0]
[2026,141,{"$f":"IF(LOADPROFILE=0.1,Results_10PoE!C1348,IF(LOADPROFILE=0.5,Results_50PoE!C1348,\"Invalid Load Profile %\"))","v":0},82.994318181818187,55.32954545454546,27.66477272727273,0,0,123.90825390074404,0,0,0,0,0,1.681884982880455E-2,2.2964764605813994E-3,4.7246823301439625E-5,false,1.2978580994570393E-2,0,0,0,0,0,0]
[2026,142,{"$f":"IF(LOADPROFILE=0.1,Results_10PoE!C1349,IF(LOADPROFILE=0.5,Results_50PoE!C1349,\"Invalid Load Profile %\"))","v":0},82.994318181818187,55.32954545454546,27.66477272727273,0,0,124.90825390074404,0,0,0,0,0,1.681884982880455E-2,2.2964764605813994E-3,4.7246823301439625E-5,false,1.2978580994570393E-2,0,0,0,0,0,0]
[2026,143,{"$f":"IF(LOADPROFILE=0.1,Results_10PoE!C1350,IF(LOADPROFILE=0.5,Results_50PoE!C1350,\"Invalid Load Profile %\"))","v":0},82.994318181818187,55.32954545454546,27.66477272727273,0,0,125.90825390074404,0,0,0,0,0,1.681884982880455E-2,2.2964764605813994E-3,4.7246823301439625E-5,false,1.2978580994570393E-2,0,0,0,0,0,0]
[2026,144,{"$f":"IF(LOADPROFILE=0.1,Results_10PoE!C1351,IF(LOADPROFILE=0.5,Results_50PoE!C1351,\"Invalid Load Profile %\"))","v":0},82.994318181818187,55.32954545454546,27.66477272727273,0,0,126.90825390074404,0,0,0,0,0,1.681884982880455E-2,2.2964764605813994E-3,4.7246823301439625E-5,false,1.2978580994570393E-2,0,0,0,0,0,0]
[2026,145,{"$f":"IF(LOADPROFILE=0.1,Results_10PoE!C1352,IF(LOADPROFILE=0.5,Results_50PoE!C1352,\"Invalid Load Profile %\"))","v":0},82.994318181818187,55.32954545454546,27.66477272727273,0,0,127.90825390074404,0,0,0,0,0,1.681884982880455E-2,2.2964764605813994E-3,4.7246823301439625E-5,false,1.2978580994570393E-2,0,0,0,0,0,0]
[2026,146,{"$f":"IF(LOADPROFILE=0.1,Results_10PoE!C1353,IF(LOADPROFILE=0.5,Results_50PoE!C1353,\"Invalid Load Profile %\"))","v":0},{"$f":"VLOOKUP($A1382,$Q$4:$AB$26,6,FALSE)","v":82.994318181818187},{"$f":"VLOOKUP($A1382,$Q$4:$AB$26,7,FALSE)","v":55.32954545454546},{"$f":"VLOOKUP($A1382,$Q$4:$AB$26,9,FALSE)","v":27.66477272727273},{"$f":"VLOOKUP($A1382,$Q$4:$AB$26,10,FALSE)","v":0},{"$f":"VLOOKUP($A1382,$Q$4:$AB$26,11,FALSE)","v":0},{"$f":"IF(B1382-VLOOKUP(A1382,$Q$4:$AB$26,12,FALSE)<0,0,B1382-VLOOKUP(A1382,$Q$4:$AB$26,12,FALSE))","v":128.90825390074406},{"$f":"IF(B1382=150,0,IF(IF($I1382>D1382,($I1382-D1382)*($C1382-$C1383),0)<0,0,IF($I1382>D1382,($I1382-D1382)*($C1382-$C1383),0)))*$Y$30","v":0},{"$f":"IF(C1382=150,0,IF(IF($I1382>E1382,($I1382-E1382)*($C1382-$C1383),0)<0,0,IF($I1382>E1382,($I1382-E1382)*($C1382-$C1383),0)))*$Y$30","v":0},{"$f":"IF(D1382=150,0,IF(IF($I1382>F1382,($I1382-F1382)*($C1382-$C1383),0)<0,0,IF($I1382>F1382,($I1382-F1382)*($C1382-$C1383),0)))*$Y$30","v":0},{"$f":"IF(E1382=150,0,IF(IF($I1382>G1382,($I1382-G1382)*($C1382-$C1383),0)<0,0,IF($I1382>G1382,($I1382-G1382)*($C1382-$C1383),0)))*$Y$30","v":0},{"$f":"IF(F1382=150,0,IF(IF($I1382>H1382,($I1382-H1382)*($C1382-$C1383),0)<0,0,IF($I1382>H1382,($I1382-H1382)*($C1382-$C1383),0)))*$Y$30","v":0},{"$f":"VLOOKUP($A1382, $Q$4:$BB$26,33,FALSE)","v":1.681884982880455E-2},{"$f":"VLOOKUP($A1382, $Q$4:$BB$26,34,FALSE)","v":2.2964764605813994E-3},{"$f":"VLOOKUP($A1382, $Q$4:$BB$26,35,FALSE)","v":4.7246823301439625E-5},{"$f":"VLOOKUP($A1382, $Q$4:$BB$26,36,FALSE)","v":false},{"$f":"VLOOKUP($A1382, $Q$4:$BB$26,37,FALSE)","v":1.2978580994570393E-2},{"$f":"J1382*1000*($S$34/365)","v":0},{"$f":"O1382*K1382*1000*($T$34/365)","v":0},{"$f":"P1382*L1382*1000*($U$34/365)","v":0},{"$f":"Q1382*M1382*1000*($V$34/365)","v":0},{"$f":"R1382*N1382*1000*($W$34/365)","v":0},{"$f":"S1382*K1382*1000*($X$34/365)","v":0}]
[2026,147,{"$f":"IF(LOADPROFILE=0.1,Results_10PoE!C1354,IF(LOADPROFILE=0.5,Results_50PoE!C1354,\"Invalid Load Profile %\"))","v":0},82.994318181818187,55.32954545454546,27.66477272727273,0,0,129.90825390074406,0,0,0,0,0,1.681884982880455E-2,2.2964764605813994E-3,4.7246823301439625E-5,false,1.2978580994570393E-2,0,0,0,0,0,0]
[2026,148,{"$f":"IF(LOADPROFILE=0.1,Results_10PoE!C1355,IF(LOADPROFILE=0.5,Results_50PoE!C1355,\"Invalid Load Profile %\"))","v":0},82.994318181818187,55.32954545454546,27.66477272727273,0,0,130.90825390074406,0,0,0,0,0,1.681884982880455E-2,2.2964764605813994E-3,4.7246823301439625E-5,false,1.2978580994570393E-2,0,0,0,0,0,0]
[2026,149,{"$f":"IF(LOADPROFILE=0.1,Results_10PoE!C1356,IF(LOADPROFILE=0.5,Results_50PoE!C1356,\"Invalid Load Profile %\"))","v":0},82.994318181818187,55.32954545454546,27.66477272727273,0,0,131.90825390074406,0,0,0,0,0,1.681884982880455E-2,2.2964764605813994E-3,4.7246823301439625E-5,false,1.2978580994570393E-2,0,0,0,0,0,0]
[2026,150,{"$f":"IF(LOADPROFILE=0.1,Results_10PoE!C1357,IF(LOADPROFILE=0.5,Results_50PoE!C1357,\"Invalid Load Profile %\"))","v":0},82.994318181818187,55.32954545454546,27.66477272727273,0,0,132.90825390074406,0,0,0,0,0,1.681884982880455E-2,2.2964764605813994E-3,4.7246823301439625E-5,false,1.2978580994570393E-2,0,0,0,0,0,0]
[2027,1,{"$f":"IF(LOADPROFILE=0.1,Results_10PoE!C1358,IF(LOADPROFILE=0.5,Results_50PoE!C1358,\"Invalid Load Profile %\"))","v":8632},82.994318181818187,55.32954545454546,27.66477272727273,0,0,0,0,0,0,0,0,1.7846298886595422E-2,2.4413677933032519E-3,5.0838703994846905E-5,false,1.3512537340471583E-2,0,0,0,0,0,0]
[2027,2,{"$f":"IF(LOADPROFILE=0.1,Results_10PoE!C1359,IF(LOADPROFILE=0.5,Results_50PoE!C1359,\"Invalid Load Profile %\"))","v":8500},82.994318181818187,55.32954545454546,27.66477272727273,0,0,0,0,0,0,0,0,1.7846298886595422E-2,2.4413677933032519E-3,5.0838703994846905E-5,false,1.3512537340471583E-2,0,0,0,0,0,0]
[2027,3,{"$f":"IF(LOADPROFILE=0.1,Results_10PoE!C1360,IF(LOADPROFILE=0.5,Results_50PoE!C1360,\"Invalid Load Profile %\"))","v":8343},82.994318181818187,55.32954545454546,27.66477272727273,0,0,0,0,0,0,0,0,1.7846298886595422E-2,2.4413677933032519E-3,5.0838703994846905E-5,false,1.3512537340471583E-2,0,0,0,0,0,0]
[2027,4,{"$f":"IF(LOADPROFILE=0.1,Results_10PoE!C1361,IF(LOADPROFILE=0.5,Results_50PoE!C1361,\"Invalid Load Profile %\"))","v":8171},82.994318181818187,55.32954545454546,27.66477272727273,0,0,0,0,0,0,0,0,1.7846298886595422E-2,2.4413677933032519E-3,5.0838703994846905E-5,false,1.3512537340471583E-2,0,0,0,0,0,0]
[2027,5,{"$f":"IF(LOADPROFILE=0.1,Results_10PoE!C1362,IF(LOADPROFILE=0.5,Results_50PoE!C1362,\"Invalid Load Profile %\"))","v":7948},82.994318181818187,55.32954545454546,27.66477272727273,0,0,0,0,0,0,0,0,1.7846298886595422E-2,2.4413677933032519E-3,5.0838703994846905E-5,false,1.3512537340471583E-2,0,0,0,0,0,0]
[2027,6,{"$f":"IF(LOADPROFILE=0.1,Results_10PoE!C1363,IF(LOADPROFILE=0.5,Results_50PoE!C1363,\"Invalid Load Profile %\"))","v":7673},82.994318181818187,55.32954545454546,27.66477272727273,0,0,0,0,0,0,0,0,1.7846298886595422E-2,2.4413677933032519E-3,5.0838703994846905E-5,false,1.3512537340471583E-2,0,0,0,0,0,0]
[2027,7,{"$f":"IF(LOADPROFILE=0.1,Results_10PoE!C1364,IF(LOADPROFILE=0.5,Results_50PoE!C1364,\"Invalid Load Profile %\"))","v":7304},82.994318181818187,55.32954545454546,27.66477272727273,0,0,0,0,0,0,0,0,1.7846298886595422E-2,2.4413677933032519E-3,5.0838703994846905E-5,false,1.3512537340471583E-2,0,0,0,0,0,0]
[2027,8,{"$f":"IF(LOADPROFILE=0.1,Results_10PoE!C1365,IF(LOADPROFILE=0.5,Results_50PoE!C1365,\"Invalid Load Profile %\"))","v":6936},82.994318181818187,55.32954545454546,27.66477272727273,0,0,0,0,0,0,0,0,1.7846298886595422E-2,2.4413677933032519E-3,5.0838703994846905E-5,false,1.3512537340471583E-2,0,0,0,0,0,0]
[2027,9,{"$f":"IF(LOADPROFILE=0.1,Results_10PoE!C1366,IF(LOADPROFILE=0.5,Results_50PoE!C1366,\"Invalid Load Profile %\"))","v":6609},82.994318181818187,55.32954545454546,27.66477272727273,0,0,0,0,0,0,0,0,1.7846298886595422E-2,2.4413677933032519E-3,5.0838703994846905E-5,false,1.3512537340471583E-2,0,0,0,0,0,0]
[2027,10,{"$f":"IF(LOADPROFILE=0.1,Results_10PoE!C1367,IF(LOADPROFILE=0.5,Results_50PoE!C1367,\"Invalid Load Profile %\"))","v":6266},82.994318181818187,55.32954545454546,27.66477272727273,0,0,0,0,0,0,0,0,1.7846298886595422E-2,2.4413677933032519E-3,5.0838703994846905E-5,false,1.3512537340471583E-2,0,0,0,0,0,0]
[2027,11,{"$f":"IF(LOADPROFILE=0.1,Results_10PoE!C1368,IF(LOADPROFILE=0.5,Results_50PoE!C1368,\"Invalid Load Profile %\"))","v":5908},82.994318181818187,55.32954545454546,27.66477272727273,0,0,0,0,0,0,0,0,1.7846298886595422E-2,2.4413677933032519E-3,5.0838703994846905E-5,false,1.3512537340471583E-2,0,0,0,0,0,0]
[2027,12,{"$f":"IF(LOADPROFILE=0.1,Results_10PoE!C1369,IF(LOADPROFILE=0.5,Results_50PoE!C1369,\"Invalid Load Profile %\"))","v":5492},82.994318181818187,55.32954545454546,27.66477272727273,0,0,0,0,0,0,0,0,1.7846298886595422E-2,2.4413677933032519E-3,5.0838703994846905E-5,false,1.3512537340471583E-2,0,0,0,0,0,0]
[2027,13,{"$f":"IF(LOADPROFILE=0.1,Results_10PoE!C1370,IF(LOADPROFILE=0.5,Results_50PoE!C1370,\"Invalid Load Profile %\"))","v":5125},82.994318181818187,55.32954545454546,27.66477272727273,0,0,0,0,0,0,0,0,1.7846298886595422E-2,2.4413677933032519E-3,5.0838703994846905E-5,false,1.3512537340471583E-2,0,0,0,0,0,0]
[2027,14,{"$f":"IF(LOADPROFILE=0.1,Results_10PoE!C1371,IF(LOADPROFILE=0.5,Results_50PoE!C1371,\"Invalid Load Profile %\"))","v":4836},82.994318181818187,55.32954545454546,27.66477272727273,0,0,0,0,0,0,0,0,1.7846298886595422E-2,2.4413677933032519E-3,5.0838703994846905E-5,false,1.3512537340471583E-2,0,0,0,0,0,0]
[2027,15,{"$f":"IF(LOADPROFILE=0.1,Results_10PoE!C1372,IF(LOADPROFILE=0.5,Results_50PoE!C1372,\"Invalid Load Profile %\"))","v":4570},82.994318181818187,55.32954545454546,27.66477272727273,0,0,0,0,0,0,0,0,1.7846298886595422E-2,2.4413677933032519E-3,5.0838703994846905E-5,false,1.3512537340471583E-2,0,0,0,0,0,0]
[2027,16,{"$f":"IF(LOADPROFILE=0.1,Results_10PoE!C1373,IF(LOADPROFILE=0.5,Results_50PoE!C1373,\"Invalid Load Profile %\"))","v":4372},82.994318181818187,55.32954545454546,27.66477272727273,0,0,0,0,0,0,0,0,1.7846298886595422E-2,2.4413677933032519E-3,5.0838703994846905E-5,false,1.3512537340471583E-2,0,0,0,0,0,0]
[2027,17,{"$f":"IF(LOADPROFILE=0.1,Results_10PoE!C1374,IF(LOADPROFILE=0.5,Results_50PoE!C1374,\"Invalid Load Profile %\"))","v":4200},82.994318181818187,55.32954545454546,27.66477272727273,0,0,9.6632760898536674E-2,0,0,0,16.101249048601648,16.101249048601648,1.7846298886595422E-2,2.4413677933032519E-3,5.0838703994846905E-5,false,1.3512537340471583E-2,0,0,0,0.25835308568416526,0,0]
[2027,18,{"$f":"IF(LOADPROFILE=0.1,Results_10PoE!C1375,IF(LOADPROFILE=0.5,Results_50PoE!C1375,\"Invalid Load Profile %\"))","v":4032},82.994318181818187,55.32954545454546,27.66477272727273,0,0,1.0966327608985367,0,0,0,149.00734650074543,149.00734650074543,1.7846298886595422E-2,2.4413677933032519E-3,5.0838703994846905E-5,false,1.3512537340471583E-2,0,0,0,2.3909019506421778,0,0]
[2027,19,{"$f":"IF(LOADPROFILE=0.1,Results_10PoE!C1376,IF(LOADPROFILE=0.5,Results_50PoE!C1376,\"Invalid Load Profile %\"))","v":3895},82.994318181818187,55.32954545454546,27.66477272727273,0,0,2.0966327608985367,0,0,0,268.2489160710972,268.2489160710972,1.7846298886595422E-2,2.4413677933032519E-3,5.0838703994846905E-5,false,1.3512537340471583E-2,0,0,0,4.3041962141700685,0,0]
[2027,20,{"$f":"IF(LOADPROFILE=0.1,Results_10PoE!C1377,IF(LOADPROFILE=0.5,Results_50PoE!C1377,\"Invalid Load Profile %\"))","v":3766},82.994318181818187,55.32954545454546,27.66477272727273,0,0,3.0966327608985367,0,0,0,377.7641262095168,377.7641262095168,1.7846298886595422E-2,2.4413677933032519E-3,5.0838703994846905E-5,false,1.3512537340471583E-2,0,0,0,6.0614258789747204,0,0]
[2027,21,{"$f":"IF(LOADPROFILE=0.1,Results_10PoE!C1378,IF(LOADPROFILE=0.5,Results_50PoE!C1378,\"Invalid Load Profile %\"))","v":3643},82.994318181818187,55.32954545454546,27.66477272727273,0,0,4.0966327608985367,0,0,0,564.76494460566846,564.76494460566846,1.7846298886595422E-2,2.4413677933032519E-3,5.0838703994846905E-5,false,1.3512537340471583E-2,0,0,0,9.0619532487632029,0,0]
[2027,22,{"$f":"IF(LOADPROFILE=0.1,Results_10PoE!C1379,IF(LOADPROFILE=0.5,Results_50PoE!C1379,\"Invalid Load Profile %\"))","v":3504},82.994318181818187,55.32954545454546,27.66477272727273,0,0,5.0966327608985367,0,0,0,732.95488157755062,732.95488157755062,1.7846298886595422E-2,2.4413677933032519E-3,5.0838703994846905E-5,false,1.3512537340471583E-2,0,0,0,11.760650043437325,0,0]
[2027,23,{"$f":"IF(LOADPROFILE=0.1,Results_10PoE!C1380,IF(LOADPROFILE=0.5,Results_50PoE!C1380,\"Invalid Load Profile %\"))","v":3359},82.994318181818187,55.32954545454546,27.66477272727273,0,0,6.0966327608985367,0,0,0,792.11316072967338,792.11316072967338,1.7846298886595422E-2,2.4413677933032519E-3,5.0838703994846905E-5,false,1.3512537340471583E-2,0,0,0,12.709876026873902,0,0]
[2027,24,{"$f":"IF(LOADPROFILE=0.1,Results_10PoE!C1381,IF(LOADPROFILE=0.5,Results_50PoE!C1381,\"Invalid Load Profile %\"))","v":3228},82.994318181818187,55.32954545454546,27.66477272727273,0,0,7.0966327608985367,0,0,0,823.5009251707661,823.5009251707661,1.7846298886595422E-2,2.4413677933032519E-3,5.0838703994846905E-5,false,1.3512537340471583E-2,0,0,0,13.213509364362601,0,0]
[2027,25,{"$f":"IF(LOADPROFILE=0.1,Results_10PoE!C1382,IF(LOADPROFILE=0.5,Results_50PoE!C1382,\"Invalid Load Profile %\"))","v":3111},82.994318181818187,55.32954545454546,27.66477272727273,0,0,8.0966327608985367,0,0,0,1035.9052870117171,1035.9052870117171,1.7846298886595422E-2,2.4413677933032519E-3,5.0838703994846905E-5,false,1.3512537340471583E-2,0,0,0,16.621650070014965,0,0]
[2027,26,{"$f":"IF(LOADPROFILE=0.1,Results_10PoE!C1383,IF(LOADPROFILE=0.5,Results_50PoE!C1383,\"Invalid Load Profile %\"))","v":2982},82.994318181818187,55.32954545454546,27.66477272727273,0,0,9.0966327608985367,0,0,0,1254.0687918973103,1254.0687918973103,1.7846298886595422E-2,2.4413677933032519E-3,5.0838703994846905E-5,false,1.3512537340471583E-2,0,0,0,20.122199282112302,0,0]
[2027,27,{"$f":"IF(LOADPROFILE=0.1,Results_10PoE!C1384,IF(LOADPROFILE=0.5,Results_50PoE!C1384,\"Invalid Load Profile %\"))","v":2843},82.994318181818187,55.32954545454546,27.66477272727273,0,0,10.096632760898537,0,0,0,1512.096142192097,1512.096142192097,1.7846298886595422E-2,2.4413677933032519E-3,5.0838703994846905E-5,false,1.3512537340471583E-2,0,0,0,24.262385048964756,0,0]
[2027,28,{"$f":"IF(LOADPROFILE=0.1,Results_10PoE!C1385,IF(LOADPROFILE=0.5,Results_50PoE!C1385,\"Invalid Load Profile %\"))","v":2692},82.994318181818187,55.32954545454546,27.66477272727273,0,0,11.096632760898537,0,0,0,1408.727786648833,1408.727786648833,1.7846298886595422E-2,2.4413677933032519E-3,5.0838703994846905E-5,false,1.3512537340471583E-2,0,0,0,22.603784928185956,0,0]
[2027,29,{"$f":"IF(LOADPROFILE=0.1,Results_10PoE!C1386,IF(LOADPROFILE=0.5,Results_50PoE!C1386,\"Invalid Load Profile %\"))","v":2564},82.994318181818187,55.32954545454546,27.66477272727273,0,0,12.096632760898537,0,0,0,1631.6586304822461,1631.6586304822461,1.7846298886595422E-2,2.4413677933032519E-3,5.0838703994846905E-5,false,1.3512537340471583E-2,0,0,0,26.180828623658705,0,0]
[2027,30,{"$f":"IF(LOADPROFILE=0.1,Results_10PoE!C1387,IF(LOADPROFILE=0.5,Results_50PoE!C1387,\"Invalid Load Profile %\"))","v":2428},82.994318181818187,55.32954545454546,27.66477272727273,0,0,13.096632760898537,0,0,0,1987.3619861063703,1987.3619861063703,1.7846298886595422E-2,2.4413677933032519E-3,5.0838703994846905E-5,false,1.3512537340471583E-2,0,0,0,31.888277731259802,0,0]
[2027,31,{"$f":"IF(LOADPROFILE=0.1,Results_10PoE!C1388,IF(LOADPROFILE=0.5,Results_50PoE!C1388,\"Invalid Load Profile %\"))","v":2275},82.994318181818187,55.32954545454546,27.66477272727273,0,0,14.096632760898537,0,0,0,2139.1080129202137,2139.1080129202137,1.7846298886595422E-2,2.4413677933032519E-3,5.0838703994846905E-5,false,1.3512537340471583E-2,0,0,0,34.323123260903557,0,0]
[2027,32,{"$f":"IF(LOADPROFILE=0.1,Results_10PoE!C1389,IF(LOADPROFILE=0.5,Results_50PoE!C1389,\"Invalid Load Profile %\"))","v":2122},82.994318181818187,55.32954545454546,27.66477272727273,0,0,15.096632760898537,0,0,0,2814.9056174509983,2814.9056174509983,1.7846298886595422E-2,2.4413677933032519E-3,5.0838703994846905E-5,false,1.3512537340471583E-2,0,0,0,45.166654461587548,0,0]
[2027,33,{"$f":"IF(LOADPROFILE=0.1,Results_10PoE!C1390,IF(LOADPROFILE=0.5,Results_50PoE!C1390,\"Invalid Load Profile %\"))","v":1934},82.994318181818187,55.32954545454546,27.66477272727273,0,0,16.096632760898537,0,0,0,3208.9059697786147,3208.9059697786147,1.7846298886595422E-2,2.4413677933032519E-3,5.0838703994846905E-5,false,1.3512537340471583E-2,0,0,0,51.488599204956905,0,0]
[2027,34,{"$f":"IF(LOADPROFILE=0.1,Results_10PoE!C1391,IF(LOADPROFILE=0.5,Results_50PoE!C1391,\"Invalid Load Profile %\"))","v":1733},82.994318181818187,55.32954545454546,27.66477272727273,0,0,17.096632760898537,0,0,0,4357.8231764311649,4357.8231764311649,1.7846298886595422E-2,2.4413677933032519E-3,5.0838703994846905E-5,false,1.3512537340471583E-2,0,0,0,69.92358549939577,0,0]
[2027,35,{"$f":"IF(LOADPROFILE=0.1,Results_10PoE!C1392,IF(LOADPROFILE=0.5,Results_50PoE!C1392,\"Invalid Load Profile %\"))","v":1476},82.994318181818187,55.32954545454546,27.66477272727273,0,0,18.096632760898537,0,0,0,4361.4404261612272,4361.4404261612272,1.7846298886595422E-2,2.4413677933032519E-3,5.0838703994846905E-5,false,1.3512537340471583E-2,0,0,0,69.981626190936581,0,0]
[2027,36,{"$f":"IF(LOADPROFILE=0.1,Results_10PoE!C1393,IF(LOADPROFILE=0.5,Results_50PoE!C1393,\"Invalid Load Profile %\"))","v":1233},82.994318181818187,55.32954545454546,27.66477272727273,0,0,19.096632760898537,0,0,0,4564.5685844735481,4564.5685844735481,1.7846298886595422E-2,2.4413677933032519E-3,5.0838703994846905E-5,false,1.3512537340471583E-2,0,0,0,73.240925288225398,0,0]
[2027,37,{"$f":"IF(LOADPROFILE=0.1,Results_10PoE!C1394,IF(LOADPROFILE=0.5,Results_50PoE!C1394,\"Invalid Load Profile %\"))","v":992},82.994318181818187,55.32954545454546,27.66477272727273,0,0,20.096632760898537,0,0,0,3468.1545505998024,3468.1545505998024,1.7846298886595422E-2,2.4413677933032519E-3,5.0838703994846905E-5,false,1.3512537340471583E-2,0,0,0,55.648380263694797,0,0]
[2027,38,{"$f":"IF(LOADPROFILE=0.1,Results_10PoE!C1395,IF(LOADPROFILE=0.5,Results_50PoE!C1395,\"Invalid Load Profile %\"))","v":818},82.994318181818187,55.32954545454546,27.66477272727273,0,0,21.096632760898537,0,0,0,3264.1013810213753,3264.1013810213753,1.7846298886595422E-2,2.4413677933032519E-3,5.0838703994846905E-5,false,1.3512537340471583E-2,0,0,0,52.374238869751245,0,0]
[2027,39,{"$f":"IF(LOADPROFILE=0.1,Results_10PoE!C1396,IF(LOADPROFILE=0.5,Results_50PoE!C1396,\"Invalid Load Profile %\"))","v":662},82.994318181818187,55.32954545454546,27.66477272727273,0,0,22.096632760898537,0,0,0,2717.5258313819559,2717.5258313819559,1.7846298886595422E-2,2.4413677933032519E-3,5.0838703994846905E-5,false,1.3512537340471583E-2,0,0,0,43.604144116069612,0,0]
[2027,40,{"$f":"IF(LOADPROFILE=0.1,Results_10PoE!C1397,IF(LOADPROFILE=0.5,Results_50PoE!C1397,\"Invalid Load Profile %\"))","v":538},82.994318181818187,55.32954545454546,27.66477272727273,0,0,23.096632760898537,0,0,0,2359.4555044916005,2359.4555044916005,1.7846298886595422E-2,2.4413677933032519E-3,5.0838703994846905E-5,false,1.3512537340471583E-2,0,0,0,37.858715698384508,0,0]
[2027,41,{"$f":"IF(LOADPROFILE=0.1,Results_10PoE!C1398,IF(LOADPROFILE=0.5,Results_50PoE!C1398,\"Invalid Load Profile %\"))","v":435},82.994318181818187,55.32954545454546,27.66477272727273,0,0,24.096632760898537,0,0,0,1959.7294055347006,1959.7294055347006,1.7846298886595422E-2,2.4413677933032519E-3,5.0838703994846905E-5,false,1.3512537340471583E-2,0,0,0,31.44489831177761,0,0]
[2027,42,{"$f":"IF(LOADPROFILE=0.1,Results_10PoE!C1399,IF(LOADPROFILE=0.5,Results_50PoE!C1399,\"Invalid Load Profile %\"))","v":353},82.994318181818187,55.32954545454546,27.66477272727273,0,0,25.096632760898537,0,0,0,2190.4030006064008,2190.4030006064008,1.7846298886595422E-2,2.4413677933032519E-3,5.0838703994846905E-5,false,1.3512537340471583E-2,0,0,0,35.14617855983446,0,0]
[2027,43,{"$f":"IF(LOADPROFILE=0.1,Results_10PoE!C1400,IF(LOADPROFILE=0.5,Results_50PoE!C1400,\"Invalid Load Profile %\"))","v":265},82.994318181818187,55.32954545454546,27.66477272727273,0,0,26.096632760898537,0,0,0,2070.6197828425284,2070.6197828425284,1.7846298886595422E-2,2.4413677933032519E-3,5.0838703994846905E-5,false,1.3512537340471583E-2,0,0,0,33.224193263596682,0,0]
[2027,44,{"$f":"IF(LOADPROFILE=0.1,Results_10PoE!C1401,IF(LOADPROFILE=0.5,Results_50PoE!C1401,\"Invalid Load Profile %\"))","v":185},82.994318181818187,55.32954545454546,27.66477272727273,0,0,27.096632760898537,0,0,0,1289.9784663529974,1289.9784663529974,1.7846298886595422E-2,2.4413677933032519E-3,5.0838703994846905E-5,false,1.3512537340471583E-2,0,0,0,20.698389065497235,0,0]
[2027,45,{"$f":"IF(LOADPROFILE=0.1,Results_10PoE!C1402,IF(LOADPROFILE=0.5,Results_50PoE!C1402,\"Invalid Load Profile %\"))","v":137},82.994318181818187,55.32954545454546,27.66477272727273,0,0,28.096632760898537,0,0,22.700989182010954,1476.9168403963606,1476.9168403963606,1.7846298886595422E-2,2.4413677933032519E-3,5.0838703994846905E-5,false,1.3512537340471583E-2,0,0,21.864906291979558,23.69791448250691,0,0]
[2027,46,{"$f":"IF(LOADPROFILE=0.1,Results_10PoE!C1403,IF(LOADPROFILE=0.5,Results_50PoE!C1403,\"Invalid Load Profile %\"))","v":84},82.994318181818187,55.32954545454546,27.66477272727273,0,0,29.096632760898537,0,0,55.384861249632976,1125.4682234639658,1125.4682234639658,1.7846298886595422E-2,2.4413677933032519E-3,5.0838703994846905E-5,false,1.3512537340471583E-2,0,0,53.345023492506705,18.058734915142729,0,0]
[2027,47,{"$f":"IF(LOADPROFILE=0.1,Results_10PoE!C1404,IF(LOADPROFILE=0.5,Results_50PoE!C1404,\"Invalid Load Profile %\"))","v":45},82.994318181818187,55.32954545454546,27.66477272727273,0,0,30.096632760898537,0,0,50.650503629228858,626.84923712925422,626.84923712925422,1.7846298886595422E-2,2.4413677933032519E-3,5.0838703994846905E-5,false,1.3512537340471583E-2,0,0,48.785033401639417,10.058128669537762,0,0]
[2027,48,{"$f":"IF(LOADPROFILE=0.1,Results_10PoE!C1405,IF(LOADPROFILE=0.5,Results_50PoE!C1405,\"Invalid Load Profile %\"))","v":24},82.994318181818187,55.32954545454546,27.66477272727273,0,0,31.096632760898537,0,0,30.633595569643493,277.57590992679724,277.57590992679724,1.7846298886595422E-2,2.4413677933032519E-3,5.0838703994846905E-5,false,1.3512537340471583E-2,0,0,29.505352878958607,4.4538527802851444,0,0]
[2027,49,{"$f":"IF(LOADPROFILE=0.1,Results_10PoE!C1406,IF(LOADPROFILE=0.5,Results_50PoE!C1406,\"Invalid Load Profile %\"))","v":15},82.994318181818187,55.32954545454546,27.66477272727273,0,0,32.096632760898537,0,0,26.373221627364035,191.00143119879988,191.00143119879988,1.7846298886595422E-2,2.4413677933032519E-3,5.0838703994846905E-5,false,1.3512537340471583E-2,0,0,25.401889533381169,3.064719325274166,0,0]
[2027,50,{"$f":"IF(LOADPROFILE=0.1,Results_10PoE!C1407,IF(LOADPROFILE=0.5,Results_50PoE!C1407,\"Invalid Load Profile %\"))","v":9},82.994318181818187,55.32954545454546,27.66477272727273,0,0,33.096632760898537,0,0,16.162023104149537,98.476127889867456,98.476127889867456,1.7846298886595422E-2,2.4413677933032519E-3,5.0838703994846905E-5,false,1.3512537340471583E-2,0,0,15.566771907061634,1.5801017318457837,0,0]
[2027,51,{"$f":"IF(LOADPROFILE=0.1,Results_10PoE!C1408,IF(LOADPROFILE=0.5,Results_50PoE!C1408,\"Invalid Load Profile %\"))","v":6},82.994318181818187,55.32954545454546,27.66477272727273,0,0,34.096632760898537,0,0,31.895725657695095,169.08590030055828,169.08590030055828,1.7846298886595422E-2,2.4413677933032519E-3,5.0838703994846905E-5,false,1.3512537340471583E-2,0,0,30.720998412387811,2.7130730017574751,0,0]
[2027,52,{"$f":"IF(LOADPROFILE=0.1,Results_10PoE!C1409,IF(LOADPROFILE=0.5,Results_50PoE!C1409,\"Invalid Load Profile %\"))","v":1},82.994318181818187,55.32954545454546,27.66477272727273,0,0,35.096632760898537,0,0,7.3709492283615248,34.808984156934159,34.808984156934159,1.7846298886595422E-2,2.4413677933032519E-3,5.0838703994846905E-5,false,1.3512537340471583E-2,0,0,7.0994753959345775,0.55852862342106191,0,0]
[2027,53,{"$f":"IF(LOADPROFILE=0.1,Results_10PoE!C1410,IF(LOADPROFILE=0.5,Results_50PoE!C1410,\"Invalid Load Profile %\"))","v":0},82.994318181818187,55.32954545454546,27.66477272727273,0,0,36.096632760898537,0,0,0,0,0,1.7846298886595422E-2,2.4413677933032519E-3,5.0838703994846905E-5,false,1.3512537340471583E-2,0,0,0,0,0,0]
[2027,54,{"$f":"IF(LOADPROFILE=0.1,Results_10PoE!C1411,IF(LOADPROFILE=0.5,Results_50PoE!C1411,\"Invalid Load Profile %\"))","v":0},82.994318181818187,55.32954545454546,27.66477272727273,0,0,37.096632760898537,0,0,0,0,0,1.7846298886595422E-2,2.4413677933032519E-3,5.0838703994846905E-5,false,1.3512537340471583E-2,0,0,0,0,0,0]
[2027,55,{"$f":"IF(LOADPROFILE=0.1,Results_10PoE!C1412,IF(LOADPROFILE=0.5,Results_50PoE!C1412,\"Invalid Load Profile %\"))","v":0},82.994318181818187,55.32954545454546,27.66477272727273,0,0,38.096632760898537,0,0,0,0,0,1.7846298886595422E-2,2.4413677933032519E-3,5.0838703994846905E-5,false,1.3512537340471583E-2,0,0,0,0,0,0]
[2027,56,{"$f":"IF(LOADPROFILE=0.1,Results_10PoE!C1413,IF(LOADPROFILE=0.5,Results_50PoE!C1413,\"Invalid Load Profile %\"))","v":0},82.994318181818187,55.32954545454546,27.66477272727273,0,0,39.096632760898537,0,0,0,0,0,1.7846298886595422E-2,2.4413677933032519E-3,5.0838703994846905E-5,false,1.3512537340471583E-2,0,0,0,0,0,0]
[2027,57,{"$f":"IF(LOADPROFILE=0.1,Results_10PoE!C1414,IF(LOADPROFILE=0.5,Results_50PoE!C1414,\"Invalid Load Profile %\"))","v":0},82.994318181818187,55.32954545454546,27.66477272727273,0,0,40.096632760898537,0,0,0,0,0,1.7846298886595422E-2,2.4413677933032519E-3,5.0838703994846905E-5,false,1.3512537340471583E-2,0,0,0,0,0,0]
[2027,58,{"$f":"IF(LOADPROFILE=0.1,Results_10PoE!C1415,IF(LOADPROFILE=0.5,Results_50PoE!C1415,\"Invalid Load Profile %\"))","v":0},82.994318181818187,55.32954545454546,27.66477272727273,0,0,41.096632760898537,0,0,0,0,0,1.7846298886595422E-2,2.4413677933032519E-3,5.0838703994846905E-5,false,1.3512537340471583E-2,0,0,0,0,0,0]
[2027,59,{"$f":"IF(LOADPROFILE=0.1,Results_10PoE!C1416,IF(LOADPROFILE=0.5,Results_50PoE!C1416,\"Invalid Load Profile %\"))","v":0},82.994318181818187,55.32954545454546,27.66477272727273,0,0,42.096632760898537,0,0,0,0,0,1.7846298886595422E-2,2.4413677933032519E-3,5.0838703994846905E-5,false,1.3512537340471583E-2,0,0,0,0,0,0]
[2027,60,{"$f":"IF(LOADPROFILE=0.1,Results_10PoE!C1417,IF(LOADPROFILE=0.5,Results_50PoE!C1417,\"Invalid Load Profile %\"))","v":0},{"$f":"VLOOKUP($A1446,$Q$4:$AB$26,6,FALSE)","v":82.994318181818187},{"$f":"VLOOKUP($A1446,$Q$4:$AB$26,7,FALSE)","v":55.32954545454546},{"$f":"VLOOKUP($A1446,$Q$4:$AB$26,9,FALSE)","v":27.66477272727273},{"$f":"VLOOKUP($A1446,$Q$4:$AB$26,10,FALSE)","v":0},{"$f":"VLOOKUP($A1446,$Q$4:$AB$26,11,FALSE)","v":0},{"$f":"IF(B1446-VLOOKUP(A1446,$Q$4:$AB$26,12,FALSE)<0,0,B1446-VLOOKUP(A1446,$Q$4:$AB$26,12,FALSE))","v":43.096632760898537},{"$f":"IF(B1446=150,0,IF(IF($I1446>D1446,($I1446-D1446)*($C1446-$C1447),0)<0,0,IF($I1446>D1446,($I1446-D1446)*($C1446-$C1447),0)))*$Y$30","v":0},{"$f":"IF(C1446=150,0,IF(IF($I1446>E1446,($I1446-E1446)*($C1446-$C1447),0)<0,0,IF($I1446>E1446,($I1446-E1446)*($C1446-$C1447),0)))*$Y$30","v":0},{"$f":"IF(D1446=150,0,IF(IF($I1446>F1446,($I1446-F1446)*($C1446-$C1447),0)<0,0,IF($I1446>F1446,($I1446-F1446)*($C1446-$C1447),0)))*$Y$30","v":0},{"$f":"IF(E1446=150,0,IF(IF($I1446>G1446,($I1446-G1446)*($C1446-$C1447),0)<0,0,IF($I1446>G1446,($I1446-G1446)*($C1446-$C1447),0)))*$Y$30","v":0},{"$f":"IF(F1446=150,0,IF(IF($I1446>H1446,($I1446-H1446)*($C1446-$C1447),0)<0,0,IF($I1446>H1446,($I1446-H1446)*($C1446-$C1447),0)))*$Y$30","v":0},{"$f":"VLOOKUP($A1446, $Q$4:$BB$26,33,FALSE)","v":1.7846298886595422E-2},{"$f":"VLOOKUP($A1446, $Q$4:$BB$26,34,FALSE)","v":2.4413677933032519E-3},{"$f":"VLOOKUP($A1446, $Q$4:$BB$26,35,FALSE)","v":5.0838703994846905E-5},{"$f":"VLOOKUP($A1446, $Q$4:$BB$26,36,FALSE)","v":false},{"$f":"VLOOKUP($A1446, $Q$4:$BB$26,37,FALSE)","v":1.3512537340471583E-2},{"$f":"J1446*1000*($S$34/365)","v":0},{"$f":"O1446*K1446*1000*($T$34/365)","v":0},{"$f":"P1446*L1446*1000*($U$34/365)","v":0},{"$f":"Q1446*M1446*1000*($V$34/365)","v":0},{"$f":"R1446*N1446*1000*($W$34/365)","v":0},{"$f":"S1446*K1446*1000*($X$34/365)","v":0}]
[2027,61,{"$f":"IF(LOADPROFILE=0.1,Results_10PoE!C1418,IF(LOADPROFILE=0.5,Results_50PoE!C1418,\"Invalid Load Profile %\"))","v":0},82.994318181818187,55.32954545454546,27.66477272727273,0,0,44.096632760898537,0,0,0,0,0,1.7846298886595422E-2,2.4413677933032519E-3,5.0838703994846905E-5,false,1.3512537340471583E-2,0,0,0,0,0,0]
[2027,62,{"$f":"IF(LOADPROFILE=0.1,Results_10PoE!C1419,IF(LOADPROFILE=0.5,Results_50PoE!C1419,\"Invalid Load Profile %\"))","v":0},82.994318181818187,55.32954545454546,27.66477272727273,0,0,45.096632760898537,0,0,0,0,0,1.7846298886595422E-2,2.4413677933032519E-3,5.0838703994846905E-5,false,1.3512537340471583E-2,0,0,0,0,0,0]
[2027,63,{"$f":"IF(LOADPROFILE=0.1,Results_10PoE!C1420,IF(LOADPROFILE=0.5,Results_50PoE!C1420,\"Invalid Load Profile %\"))","v":0},82.994318181818187,55.32954545454546,27.66477272727273,0,0,46.096632760898537,0,0,0,0,0,1.7846298886595422E-2,2.4413677933032519E-3,5.0838703994846905E-5,false,1.3512537340471583E-2,0,0,0,0,0,0]
[2027,64,{"$f":"IF(LOADPROFILE=0.1,Results_10PoE!C1421,IF(LOADPROFILE=0.5,Results_50PoE!C1421,\"Invalid Load Profile %\"))","v":0},82.994318181818187,55.32954545454546,27.66477272727273,0,0,47.096632760898537,0,0,0,0,0,1.7846298886595422E-2,2.4413677933032519E-3,5.0838703994846905E-5,false,1.3512537340471583E-2,0,0,0,0,0,0]
[2027,65,{"$f":"IF(LOADPROFILE=0.1,Results_10PoE!C1422,IF(LOADPROFILE=0.5,Results_50PoE!C1422,\"Invalid Load Profile %\"))","v":0},82.994318181818187,55.32954545454546,27.66477272727273,0,0,48.096632760898537,0,0,0,0,0,1.7846298886595422E-2,2.4413677933032519E-3,5.0838703994846905E-5,false,1.3512537340471583E-2,0,0,0,0,0,0]
[2027,66,{"$f":"IF(LOADPROFILE=0.1,Results_10PoE!C1423,IF(LOADPROFILE=0.5,Results_50PoE!C1423,\"Invalid Load Profile %\"))","v":0},82.994318181818187,55.32954545454546,27.66477272727273,0,0,49.096632760898537,0,0,0,0,0,1.7846298886595422E-2,2.4413677933032519E-3,5.0838703994846905E-5,false,1.3512537340471583E-2,0,0,0,0,0,0]
[2027,67,{"$f":"IF(LOADPROFILE=0.1,Results_10PoE!C1424,IF(LOADPROFILE=0.5,Results_50PoE!C1424,\"Invalid Load Profile %\"))","v":0},82.994318181818187,55.32954545454546,27.66477272727273,0,0,50.096632760898537,0,0,0,0,0,1.7846298886595422E-2,2.4413677933032519E-3,5.0838703994846905E-5,false,1.3512537340471583E-2,0,0,0,0,0,0]
[2027,68,{"$f":"IF(LOADPROFILE=0.1,Results_10PoE!C1425,IF(LOADPROFILE=0.5,Results_50PoE!C1425,\"Invalid Load Profile %\"))","v":0},82.994318181818187,55.32954545454546,27.66477272727273,0,0,51.096632760898537,0,0,0,0,0,1.7846298886595422E-2,2.4413677933032519E-3,5.0838703994846905E-5,false,1.3512537340471583E-2,0,0,0,0,0,0]
[2027,69,{"$f":"IF(LOADPROFILE=0.1,Results_10PoE!C1426,IF(LOADPROFILE=0.5,Results_50PoE!C1426,\"Invalid Load Profile %\"))","v":0},82.994318181818187,55.32954545454546,27.66477272727273,0,0,52.096632760898537,0,0,0,0,0,1.7846298886595422E-2,2.4413677933032519E-3,5.0838703994846905E-5,false,1.3512537340471583E-2,0,0,0,0,0,0]
[2027,70,{"$f":"IF(LOADPROFILE=0.1,Results_10PoE!C1427,IF(LOADPROFILE=0.5,Results_50PoE!C1427,\"Invalid Load Profile %\"))","v":0},82.994318181818187,55.32954545454546,27.66477272727273,0,0,53.096632760898537,0,0,0,0,0,1.7846298886595422E-2,2.4413677933032519E-3,5.0838703994846905E-5,false,1.3512537340471583E-2,0,0,0,0,0,0]
[2027,71,{"$f":"IF(LOADPROFILE=0.1,Results_10PoE!C1428,IF(LOADPROFILE=0.5,Results_50PoE!C1428,\"Invalid Load Profile %\"))","v":0},82.994318181818187,55.32954545454546,27.66477272727273,0,0,54.096632760898537,0,0,0,0,0,1.7846298886595422E-2,2.4413677933032519E-3,5.0838703994846905E-5,false,1.3512537340471583E-2,0,0,0,0,0,0]
[2027,72,{"$f":"IF(LOADPROFILE=0.1,Results_10PoE!C1429,IF(LOADPROFILE=0.5,Results_50PoE!C1429,\"Invalid Load Profile %\"))","v":0},82.994318181818187,55.32954545454546,27.66477272727273,0,0,55.096632760898537,0,0,0,0,0,1.7846298886595422E-2,2.4413677933032519E-3,5.0838703994846905E-5,false,1.3512537340471583E-2,0,0,0,0,0,0]
[2027,73,{"$f":"IF(LOADPROFILE=0.1,Results_10PoE!C1430,IF(LOADPROFILE=0.5,Results_50PoE!C1430,\"Invalid Load Profile %\"))","v":0},82.994318181818187,55.32954545454546,27.66477272727273,0,0,56.096632760898537,0,0,0,0,0,1.7846298886595422E-2,2.4413677933032519E-3,5.0838703994846905E-5,false,1.3512537340471583E-2,0,0,0,0,0,0]
[2027,74,{"$f":"IF(LOADPROFILE=0.1,Results_10PoE!C1431,IF(LOADPROFILE=0.5,Results_50PoE!C1431,\"Invalid Load Profile %\"))","v":0},82.994318181818187,55.32954545454546,27.66477272727273,0,0,57.096632760898537,0,0,0,0,0,1.7846298886595422E-2,2.4413677933032519E-3,5.0838703994846905E-5,false,1.3512537340471583E-2,0,0,0,0,0,0]
[2027,75,{"$f":"IF(LOADPROFILE=0.1,Results_10PoE!C1432,IF(LOADPROFILE=0.5,Results_50PoE!C1432,\"Invalid Load Profile %\"))","v":0},82.994318181818187,55.32954545454546,27.66477272727273,0,0,58.096632760898537,0,0,0,0,0,1.7846298886595422E-2,2.4413677933032519E-3,5.0838703994846905E-5,false,1.3512537340471583E-2,0,0,0,0,0,0]
[2027,76,{"$f":"IF(LOADPROFILE=0.1,Results_10PoE!C1433,IF(LOADPROFILE=0.5,Results_50PoE!C1433,\"Invalid Load Profile %\"))","v":0},82.994318181818187,55.32954545454546,27.66477272727273,0,0,59.096632760898537,0,0,0,0,0,1.7846298886595422E-2,2.4413677933032519E-3,5.0838703994846905E-5,false,1.3512537340471583E-2,0,0,0,0,0,0]
[2027,77,{"$f":"IF(LOADPROFILE=0.1,Results_10PoE!C1434,IF(LOADPROFILE=0.5,Results_50PoE!C1434,\"Invalid Load Profile %\"))","v":0},82.994318181818187,55.32954545454546,27.66477272727273,0,0,60.096632760898537,0,0,0,0,0,1.7846298886595422E-2,2.4413677933032519E-3,5.0838703994846905E-5,false,1.3512537340471583E-2,0,0,0,0,0,0]
[2027,78,{"$f":"IF(LOADPROFILE=0.1,Results_10PoE!C1435,IF(LOADPROFILE=0.5,Results_50PoE!C1435,\"Invalid Load Profile %\"))","v":0},82.994318181818187,55.32954545454546,27.66477272727273,0,0,61.096632760898537,0,0,0,0,0,1.7846298886595422E-2,2.4413677933032519E-3,5.0838703994846905E-5,false,1.3512537340471583E-2,0,0,0,0,0,0]
[2027,79,{"$f":"IF(LOADPROFILE=0.1,Results_10PoE!C1436,IF(LOADPROFILE=0.5,Results_50PoE!C1436,\"Invalid Load Profile %\"))","v":0},82.994318181818187,55.32954545454546,27.66477272727273,0,0,62.096632760898537,0,0,0,0,0,1.7846298886595422E-2,2.4413677933032519E-3,5.0838703994846905E-5,false,1.3512537340471583E-2,0,0,0,0,0,0]
[2027,80,{"$f":"IF(LOADPROFILE=0.1,Results_10PoE!C1437,IF(LOADPROFILE=0.5,Results_50PoE!C1437,\"Invalid Load Profile %\"))","v":0},82.994318181818187,55.32954545454546,27.66477272727273,0,0,63.096632760898537,0,0,0,0,0,1.7846298886595422E-2,2.4413677933032519E-3,5.0838703994846905E-5,false,1.3512537340471583E-2,0,0,0,0,0,0]
[2027,81,{"$f":"IF(LOADPROFILE=0.1,Results_10PoE!C1438,IF(LOADPROFILE=0.5,Results_50PoE!C1438,\"Invalid Load Profile %\"))","v":0},82.994318181818187,55.32954545454546,27.66477272727273,0,0,64.09663276089853,0,0,0,0,0,1.7846298886595422E-2,2.4413677933032519E-3,5.0838703994846905E-5,false,1.3512537340471583E-2,0,0,0,0,0,0]
[2027,82,{"$f":"IF(LOADPROFILE=0.1,Results_10PoE!C1439,IF(LOADPROFILE=0.5,Results_50PoE!C1439,\"Invalid Load Profile %\"))","v":0},82.994318181818187,55.32954545454546,27.66477272727273,0,0,65.09663276089853,0,0,0,0,0,1.7846298886595422E-2,2.4413677933032519E-3,5.0838703994846905E-5,false,1.3512537340471583E-2,0,0,0,0,0,0]
[2027,83,{"$f":"IF(LOADPROFILE=0.1,Results_10PoE!C1440,IF(LOADPROFILE=0.5,Results_50PoE!C1440,\"Invalid Load Profile %\"))","v":0},82.994318181818187,55.32954545454546,27.66477272727273,0,0,66.09663276089853,0,0,0,0,0,1.7846298886595422E-2,2.4413677933032519E-3,5.0838703994846905E-5,false,1.3512537340471583E-2,0,0,0,0,0,0]
[2027,84,{"$f":"IF(LOADPROFILE=0.1,Results_10PoE!C1441,IF(LOADPROFILE=0.5,Results_50PoE!C1441,\"Invalid Load Profile %\"))","v":0},82.994318181818187,55.32954545454546,27.66477272727273,0,0,67.09663276089853,0,0,0,0,0,1.7846298886595422E-2,2.4413677933032519E-3,5.0838703994846905E-5,false,1.3512537340471583E-2,0,0,0,0,0,0]
[2027,85,{"$f":"IF(LOADPROFILE=0.1,Results_10PoE!C1442,IF(LOADPROFILE=0.5,Results_50PoE!C1442,\"Invalid Load Profile %\"))","v":0},82.994318181818187,55.32954545454546,27.66477272727273,0,0,68.09663276089853,0,0,0,0,0,1.7846298886595422E-2,2.4413677933032519E-3,5.0838703994846905E-5,false,1.3512537340471583E-2,0,0,0,0,0,0]
[2027,86,{"$f":"IF(LOADPROFILE=0.1,Results_10PoE!C1443,IF(LOADPROFILE=0.5,Results_50PoE!C1443,\"Invalid Load Profile %\"))","v":0},82.994318181818187,55.32954545454546,27.66477272727273,0,0,69.09663276089853,0,0,0,0,0,1.7846298886595422E-2,2.4413677933032519E-3,5.0838703994846905E-5,false,1.3512537340471583E-2,0,0,0,0,0,0]
[2027,87,{"$f":"IF(LOADPROFILE=0.1,Results_10PoE!C1444,IF(LOADPROFILE=0.5,Results_50PoE!C1444,\"Invalid Load Profile %\"))","v":0},82.994318181818187,55.32954545454546,27.66477272727273,0,0,70.09663276089853,0,0,0,0,0,1.7846298886595422E-2,2.4413677933032519E-3,5.0838703994846905E-5,false,1.3512537340471583E-2,0,0,0,0,0,0]
[2027,88,{"$f":"IF(LOADPROFILE=0.1,Results_10PoE!C1445,IF(LOADPROFILE=0.5,Results_50PoE!C1445,\"Invalid Load Profile %\"))","v":0},82.994318181818187,55.32954545454546,27.66477272727273,0,0,71.09663276089853,0,0,0,0,0,1.7846298886595422E-2,2.4413677933032519E-3,5.0838703994846905E-5,false,1.3512537340471583E-2,0,0,0,0,0,0]
[2027,89,{"$f":"IF(LOADPROFILE=0.1,Results_10PoE!C1446,IF(LOADPROFILE=0.5,Results_50PoE!C1446,\"Invalid Load Profile %\"))","v":0},82.994318181818187,55.32954545454546,27.66477272727273,0,0,72.09663276089853,0,0,0,0,0,1.7846298886595422E-2,2.4413677933032519E-3,5.0838703994846905E-5,false,1.3512537340471583E-2,0,0,0,0,0,0]
[2027,90,{"$f":"IF(LOADPROFILE=0.1,Results_10PoE!C1447,IF(LOADPROFILE=0.5,Results_50PoE!C1447,\"Invalid Load Profile %\"))","v":0},82.994318181818187,55.32954545454546,27.66477272727273,0,0,73.09663276089853,0,0,0,0,0,1.7846298886595422E-2,2.4413677933032519E-3,5.0838703994846905E-5,false,1.3512537340471583E-2,0,0,0,0,0,0]
[2027,91,{"$f":"IF(LOADPROFILE=0.1,Results_10PoE!C1448,IF(LOADPROFILE=0.5,Results_50PoE!C1448,\"Invalid Load Profile %\"))","v":0},82.994318181818187,55.32954545454546,27.66477272727273,0,0,74.09663276089853,0,0,0,0,0,1.7846298886595422E-2,2.4413677933032519E-3,5.0838703994846905E-5,false,1.3512537340471583E-2,0,0,0,0,0,0]
[2027,92,{"$f":"IF(LOADPROFILE=0.1,Results_10PoE!C1449,IF(LOADPROFILE=0.5,Results_50PoE!C1449,\"Invalid Load Profile %\"))","v":0},82.994318181818187,55.32954545454546,27.66477272727273,0,0,75.09663276089853,0,0,0,0,0,1.7846298886595422E-2,2.4413677933032519E-3,5.0838703994846905E-5,false,1.3512537340471583E-2,0,0,0,0,0,0]
[2027,93,{"$f":"IF(LOADPROFILE=0.1,Results_10PoE!C1450,IF(LOADPROFILE=0.5,Results_50PoE!C1450,\"Invalid Load Profile %\"))","v":0},82.994318181818187,55.32954545454546,27.66477272727273,0,0,76.09663276089853,0,0,0,0,0,1.7846298886595422E-2,2.4413677933032519E-3,5.0838703994846905E-5,false,1.3512537340471583E-2,0,0,0,0,0,0]
[2027,94,{"$f":"IF(LOADPROFILE=0.1,Results_10PoE!C1451,IF(LOADPROFILE=0.5,Results_50PoE!C1451,\"Invalid Load Profile %\"))","v":0},82.994318181818187,55.32954545454546,27.66477272727273,0,0,77.09663276089853,0,0,0,0,0,1.7846298886595422E-2,2.4413677933032519E-3,5.0838703994846905E-5,false,1.3512537340471583E-2,0,0,0,0,0,0]
[2027,95,{"$f":"IF(LOADPROFILE=0.1,Results_10PoE!C1452,IF(LOADPROFILE=0.5,Results_50PoE!C1452,\"Invalid Load Profile %\"))","v":0},82.994318181818187,55.32954545454546,27.66477272727273,0,0,78.09663276089853,0,0,0,0,0,1.7846298886595422E-2,2.4413677933032519E-3,5.0838703994846905E-5,false,1.3512537340471583E-2,0,0,0,0,0,0]
[2027,96,{"$f":"IF(LOADPROFILE=0.1,Results_10PoE!C1453,IF(LOADPROFILE=0.5,Results_50PoE!C1453,\"Invalid Load Profile %\"))","v":0},82.994318181818187,55.32954545454546,27.66477272727273,0,0,79.09663276089853,0,0,0,0,0,1.7846298886595422E-2,2.4413677933032519E-3,5.0838703994846905E-5,false,1.3512537340471583E-2,0,0,0,0,0,0]
[2027,97,{"$f":"IF(LOADPROFILE=0.1,Results_10PoE!C1454,IF(LOADPROFILE=0.5,Results_50PoE!C1454,\"Invalid Load Profile %\"))","v":0},82.994318181818187,55.32954545454546,27.66477272727273,0,0,80.09663276089853,0,0,0,0,0,1.7846298886595422E-2,2.4413677933032519E-3,5.0838703994846905E-5,false,1.3512537340471583E-2,0,0,0,0,0,0]
[2027,98,{"$f":"IF(LOADPROFILE=0.1,Results_10PoE!C1455,IF(LOADPROFILE=0.5,Results_50PoE!C1455,\"Invalid Load Profile %\"))","v":0},82.994318181818187,55.32954545454546,27.66477272727273,0,0,81.09663276089853,0,0,0,0,0,1.7846298886595422E-2,2.4413677933032519E-3,5.0838703994846905E-5,false,1.3512537340471583E-2,0,0,0,0,0,0]
[2027,99,{"$f":"IF(LOADPROFILE=0.1,Results_10PoE!C1456,IF(LOADPROFILE=0.5,Results_50PoE!C1456,\"Invalid Load Profile %\"))","v":0},82.994318181818187,55.32954545454546,27.66477272727273,0,0,82.09663276089853,0,0,0,0,0,1.7846298886595422E-2,2.4413677933032519E-3,5.0838703994846905E-5,false,1.3512537340471583E-2,0,0,0,0,0,0]
[2027,100,{"$f":"IF(LOADPROFILE=0.1,Results_10PoE!C1457,IF(LOADPROFILE=0.5,Results_50PoE!C1457,\"Invalid Load Profile %\"))","v":0},82.994318181818187,55.32954545454546,27.66477272727273,0,0,83.09663276089853,0,0,0,0,0,1.7846298886595422E-2,2.4413677933032519E-3,5.0838703994846905E-5,false,1.3512537340471583E-2,0,0,0,0,0,0]
[2027,101,{"$f":"IF(LOADPROFILE=0.1,Results_10PoE!C1458,IF(LOADPROFILE=0.5,Results_50PoE!C1458,\"Invalid Load Profile %\"))","v":0},82.994318181818187,55.32954545454546,27.66477272727273,0,0,84.09663276089853,0,0,0,0,0,1.7846298886595422E-2,2.4413677933032519E-3,5.0838703994846905E-5,false,1.3512537340471583E-2,0,0,0,0,0,0]
[2027,102,{"$f":"IF(LOADPROFILE=0.1,Results_10PoE!C1459,IF(LOADPROFILE=0.5,Results_50PoE!C1459,\"Invalid Load Profile %\"))","v":0},82.994318181818187,55.32954545454546,27.66477272727273,0,0,85.09663276089853,0,0,0,0,0,1.7846298886595422E-2,2.4413677933032519E-3,5.0838703994846905E-5,false,1.3512537340471583E-2,0,0,0,0,0,0]
[2027,103,{"$f":"IF(LOADPROFILE=0.1,Results_10PoE!C1460,IF(LOADPROFILE=0.5,Results_50PoE!C1460,\"Invalid Load Profile %\"))","v":0},82.994318181818187,55.32954545454546,27.66477272727273,0,0,86.09663276089853,0,0,0,0,0,1.7846298886595422E-2,2.4413677933032519E-3,5.0838703994846905E-5,false,1.3512537340471583E-2,0,0,0,0,0,0]
[2027,104,{"$f":"IF(LOADPROFILE=0.1,Results_10PoE!C1461,IF(LOADPROFILE=0.5,Results_50PoE!C1461,\"Invalid Load Profile %\"))","v":0},82.994318181818187,55.32954545454546,27.66477272727273,0,0,87.09663276089853,0,0,0,0,0,1.7846298886595422E-2,2.4413677933032519E-3,5.0838703994846905E-5,false,1.3512537340471583E-2,0,0,0,0,0,0]
[2027,105,{"$f":"IF(LOADPROFILE=0.1,Results_10PoE!C1462,IF(LOADPROFILE=0.5,Results_50PoE!C1462,\"Invalid Load Profile %\"))","v":0},82.994318181818187,55.32954545454546,27.66477272727273,0,0,88.09663276089853,0,0,0,0,0,1.7846298886595422E-2,2.4413677933032519E-3,5.0838703994846905E-5,false,1.3512537340471583E-2,0,0,0,0,0,0]
[2027,106,{"$f":"IF(LOADPROFILE=0.1,Results_10PoE!C1463,IF(LOADPROFILE=0.5,Results_50PoE!C1463,\"Invalid Load Profile %\"))","v":0},82.994318181818187,55.32954545454546,27.66477272727273,0,0,89.09663276089853,0,0,0,0,0,1.7846298886595422E-2,2.4413677933032519E-3,5.0838703994846905E-5,false,1.3512537340471583E-2,0,0,0,0,0,0]
[2027,107,{"$f":"IF(LOADPROFILE=0.1,Results_10PoE!C1464,IF(LOADPROFILE=0.5,Results_50PoE!C1464,\"Invalid Load Profile %\"))","v":0},82.994318181818187,55.32954545454546,27.66477272727273,0,0,90.09663276089853,0,0,0,0,0,1.7846298886595422E-2,2.4413677933032519E-3,5.0838703994846905E-5,false,1.3512537340471583E-2,0,0,0,0,0,0]
[2027,108,{"$f":"IF(LOADPROFILE=0.1,Results_10PoE!C1465,IF(LOADPROFILE=0.5,Results_50PoE!C1465,\"Invalid Load Profile %\"))","v":0},82.994318181818187,55.32954545454546,27.66477272727273,0,0,91.09663276089853,0,0,0,0,0,1.7846298886595422E-2,2.4413677933032519E-3,5.0838703994846905E-5,false,1.3512537340471583E-2,0,0,0,0,0,0]
[2027,109,{"$f":"IF(LOADPROFILE=0.1,Results_10PoE!C1466,IF(LOADPROFILE=0.5,Results_50PoE!C1466,\"Invalid Load Profile %\"))","v":0},82.994318181818187,55.32954545454546,27.66477272727273,0,0,92.09663276089853,0,0,0,0,0,1.7846298886595422E-2,2.4413677933032519E-3,5.0838703994846905E-5,false,1.3512537340471583E-2,0,0,0,0,0,0]
[2027,110,{"$f":"IF(LOADPROFILE=0.1,Results_10PoE!C1467,IF(LOADPROFILE=0.5,Results_50PoE!C1467,\"Invalid Load Profile %\"))","v":0},82.994318181818187,55.32954545454546,27.66477272727273,0,0,93.09663276089853,0,0,0,0,0,1.7846298886595422E-2,2.4413677933032519E-3,5.0838703994846905E-5,false,1.3512537340471583E-2,0,0,0,0,0,0]
[2027,111,{"$f":"IF(LOADPROFILE=0.1,Results_10PoE!C1468,IF(LOADPROFILE=0.5,Results_50PoE!C1468,\"Invalid Load Profile %\"))","v":0},82.994318181818187,55.32954545454546,27.66477272727273,0,0,94.09663276089853,0,0,0,0,0,1.7846298886595422E-2,2.4413677933032519E-3,5.0838703994846905E-5,false,1.3512537340471583E-2,0,0,0,0,0,0]
[2027,112,{"$f":"IF(LOADPROFILE=0.1,Results_10PoE!C1469,IF(LOADPROFILE=0.5,Results_50PoE!C1469,\"Invalid Load Profile %\"))","v":0},82.994318181818187,55.32954545454546,27.66477272727273,0,0,95.09663276089853,0,0,0,0,0,1.7846298886595422E-2,2.4413677933032519E-3,5.0838703994846905E-5,false,1.3512537340471583E-2,0,0,0,0,0,0]
[2027,113,{"$f":"IF(LOADPROFILE=0.1,Results_10PoE!C1470,IF(LOADPROFILE=0.5,Results_50PoE!C1470,\"Invalid Load Profile %\"))","v":0},82.994318181818187,55.32954545454546,27.66477272727273,0,0,96.09663276089853,0,0,0,0,0,1.7846298886595422E-2,2.4413677933032519E-3,5.0838703994846905E-5,false,1.3512537340471583E-2,0,0,0,0,0,0]
[2027,114,{"$f":"IF(LOADPROFILE=0.1,Results_10PoE!C1471,IF(LOADPROFILE=0.5,Results_50PoE!C1471,\"Invalid Load Profile %\"))","v":0},82.994318181818187,55.32954545454546,27.66477272727273,0,0,97.09663276089853,0,0,0,0,0,1.7846298886595422E-2,2.4413677933032519E-3,5.0838703994846905E-5,false,1.3512537340471583E-2,0,0,0,0,0,0]
[2027,115,{"$f":"IF(LOADPROFILE=0.1,Results_10PoE!C1472,IF(LOADPROFILE=0.5,Results_50PoE!C1472,\"Invalid Load Profile %\"))","v":0},82.994318181818187,55.32954545454546,27.66477272727273,0,0,98.09663276089853,0,0,0,0,0,1.7846298886595422E-2,2.4413677933032519E-3,5.0838703994846905E-5,false,1.3512537340471583E-2,0,0,0,0,0,0]
[2027,116,{"$f":"IF(LOADPROFILE=0.1,Results_10PoE!C1473,IF(LOADPROFILE=0.5,Results_50PoE!C1473,\"Invalid Load Profile %\"))","v":0},82.994318181818187,55.32954545454546,27.66477272727273,0,0,99.09663276089853,0,0,0,0,0,1.7846298886595422E-2,2.4413677933032519E-3,5.0838703994846905E-5,false,1.3512537340471583E-2,0,0,0,0,0,0]
[2027,117,{"$f":"IF(LOADPROFILE=0.1,Results_10PoE!C1474,IF(LOADPROFILE=0.5,Results_50PoE!C1474,\"Invalid Load Profile %\"))","v":0},82.994318181818187,55.32954545454546,27.66477272727273,0,0,100.09663276089853,0,0,0,0,0,1.7846298886595422E-2,2.4413677933032519E-3,5.0838703994846905E-5,false,1.3512537340471583E-2,0,0,0,0,0,0]
[2027,118,{"$f":"IF(LOADPROFILE=0.1,Results_10PoE!C1475,IF(LOADPROFILE=0.5,Results_50PoE!C1475,\"Invalid Load Profile %\"))","v":0},82.994318181818187,55.32954545454546,27.66477272727273,0,0,101.09663276089853,0,0,0,0,0,1.7846298886595422E-2,2.4413677933032519E-3,5.0838703994846905E-5,false,1.3512537340471583E-2,0,0,0,0,0,0]
[2027,119,{"$f":"IF(LOADPROFILE=0.1,Results_10PoE!C1476,IF(LOADPROFILE=0.5,Results_50PoE!C1476,\"Invalid Load Profile %\"))","v":0},82.994318181818187,55.32954545454546,27.66477272727273,0,0,102.09663276089853,0,0,0,0,0,1.7846298886595422E-2,2.4413677933032519E-3,5.0838703994846905E-5,false,1.3512537340471583E-2,0,0,0,0,0,0]
[2027,120,{"$f":"IF(LOADPROFILE=0.1,Results_10PoE!C1477,IF(LOADPROFILE=0.5,Results_50PoE!C1477,\"Invalid Load Profile %\"))","v":0},82.994318181818187,55.32954545454546,27.66477272727273,0,0,103.09663276089853,0,0,0,0,0,1.7846298886595422E-2,2.4413677933032519E-3,5.0838703994846905E-5,false,1.3512537340471583E-2,0,0,0,0,0,0]
[2027,121,{"$f":"IF(LOADPROFILE=0.1,Results_10PoE!C1478,IF(LOADPROFILE=0.5,Results_50PoE!C1478,\"Invalid Load Profile %\"))","v":0},82.994318181818187,55.32954545454546,27.66477272727273,0,0,104.09663276089853,0,0,0,0,0,1.7846298886595422E-2,2.4413677933032519E-3,5.0838703994846905E-5,false,1.3512537340471583E-2,0,0,0,0,0,0]
[2027,122,{"$f":"IF(LOADPROFILE=0.1,Results_10PoE!C1479,IF(LOADPROFILE=0.5,Results_50PoE!C1479,\"Invalid Load Profile %\"))","v":0},82.994318181818187,55.32954545454546,27.66477272727273,0,0,105.09663276089853,0,0,0,0,0,1.7846298886595422E-2,2.4413677933032519E-3,5.0838703994846905E-5,false,1.3512537340471583E-2,0,0,0,0,0,0]
[2027,123,{"$f":"IF(LOADPROFILE=0.1,Results_10PoE!C1480,IF(LOADPROFILE=0.5,Results_50PoE!C1480,\"Invalid Load Profile %\"))","v":0},82.994318181818187,55.32954545454546,27.66477272727273,0,0,106.09663276089853,0,0,0,0,0,1.7846298886595422E-2,2.4413677933032519E-3,5.0838703994846905E-5,false,1.3512537340471583E-2,0,0,0,0,0,0]
[2027,124,{"$f":"IF(LOADPROFILE=0.1,Results_10PoE!C1481,IF(LOADPROFILE=0.5,Results_50PoE!C1481,\"Invalid Load Profile %\"))","v":0},{"$f":"VLOOKUP($A1510,$Q$4:$AB$26,6,FALSE)","v":82.994318181818187},{"$f":"VLOOKUP($A1510,$Q$4:$AB$26,7,FALSE)","v":55.32954545454546},{"$f":"VLOOKUP($A1510,$Q$4:$AB$26,9,FALSE)","v":27.66477272727273},{"$f":"VLOOKUP($A1510,$Q$4:$AB$26,10,FALSE)","v":0},{"$f":"VLOOKUP($A1510,$Q$4:$AB$26,11,FALSE)","v":0},{"$f":"IF(B1510-VLOOKUP(A1510,$Q$4:$AB$26,12,FALSE)<0,0,B1510-VLOOKUP(A1510,$Q$4:$AB$26,12,FALSE))","v":107.09663276089853},{"$f":"IF(B1510=150,0,IF(IF($I1510>D1510,($I1510-D1510)*($C1510-$C1511),0)<0,0,IF($I1510>D1510,($I1510-D1510)*($C1510-$C1511),0)))*$Y$30","v":0},{"$f":"IF(C1510=150,0,IF(IF($I1510>E1510,($I1510-E1510)*($C1510-$C1511),0)<0,0,IF($I1510>E1510,($I1510-E1510)*($C1510-$C1511),0)))*$Y$30","v":0},{"$f":"IF(D1510=150,0,IF(IF($I1510>F1510,($I1510-F1510)*($C1510-$C1511),0)<0,0,IF($I1510>F1510,($I1510-F1510)*($C1510-$C1511),0)))*$Y$30","v":0},{"$f":"IF(E1510=150,0,IF(IF($I1510>G1510,($I1510-G1510)*($C1510-$C1511),0)<0,0,IF($I1510>G1510,($I1510-G1510)*($C1510-$C1511),0)))*$Y$30","v":0},{"$f":"IF(F1510=150,0,IF(IF($I1510>H1510,($I1510-H1510)*($C1510-$C1511),0)<0,0,IF($I1510>H1510,($I1510-H1510)*($C1510-$C1511),0)))*$Y$30","v":0},{"$f":"VLOOKUP($A1510, $Q$4:$BB$26,33,FALSE)","v":1.7846298886595422E-2},{"$f":"VLOOKUP($A1510, $Q$4:$BB$26,34,FALSE)","v":2.4413677933032519E-3},{"$f":"VLOOKUP($A1510, $Q$4:$BB$26,35,FALSE)","v":5.0838703994846905E-5},{"$f":"VLOOKUP($A1510, $Q$4:$BB$26,36,FALSE)","v":false},{"$f":"VLOOKUP($A1510, $Q$4:$BB$26,37,FALSE)","v":1.3512537340471583E-2},{"$f":"J1510*1000*($S$34/365)","v":0},{"$f":"O1510*K1510*1000*($T$34/365)","v":0},{"$f":"P1510*L1510*1000*($U$34/365)","v":0},{"$f":"Q1510*M1510*1000*($V$34/365)","v":0},{"$f":"R1510*N1510*1000*($W$34/365)","v":0},{"$f":"S1510*K1510*1000*($X$34/365)","v":0}]
[2027,125,{"$f":"IF(LOADPROFILE=0.1,Results_10PoE!C1482,IF(LOADPROFILE=0.5,Results_50PoE!C1482,\"Invalid Load Profile %\"))","v":0},82.994318181818187,55.32954545454546,27.66477272727273,0,0,108.09663276089853,0,0,0,0,0,1.7846298886595422E-2,2.4413677933032519E-3,5.0838703994846905E-5,false,1.3512537340471583E-2,0,0,0,0,0,0]
[2027,126,{"$f":"IF(LOADPROFILE=0.1,Results_10PoE!C1483,IF(LOADPROFILE=0.5,Results_50PoE!C1483,\"Invalid Load Profile %\"))","v":0},82.994318181818187,55.32954545454546,27.66477272727273,0,0,109.09663276089853,0,0,0,0,0,1.7846298886595422E-2,2.4413677933032519E-3,5.0838703994846905E-5,false,1.3512537340471583E-2,0,0,0,0,0,0]
[2027,127,{"$f":"IF(LOADPROFILE=0.1,Results_10PoE!C1484,IF(LOADPROFILE=0.5,Results_50PoE!C1484,\"Invalid Load Profile %\"))","v":0},82.994318181818187,55.32954545454546,27.66477272727273,0,0,110.09663276089853,0,0,0,0,0,1.7846298886595422E-2,2.4413677933032519E-3,5.0838703994846905E-5,false,1.3512537340471583E-2,0,0,0,0,0,0]
[2027,128,{"$f":"IF(LOADPROFILE=0.1,Results_10PoE!C1485,IF(LOADPROFILE=0.5,Results_50PoE!C1485,\"Invalid Load Profile %\"))","v":0},82.994318181818187,55.32954545454546,27.66477272727273,0,0,111.09663276089853,0,0,0,0,0,1.7846298886595422E-2,2.4413677933032519E-3,5.0838703994846905E-5,false,1.3512537340471583E-2,0,0,0,0,0,0]
[2027,129,{"$f":"IF(LOADPROFILE=0.1,Results_10PoE!C1486,IF(LOADPROFILE=0.5,Results_50PoE!C1486,\"Invalid Load Profile %\"))","v":0},82.994318181818187,55.32954545454546,27.66477272727273,0,0,112.09663276089853,0,0,0,0,0,1.7846298886595422E-2,2.4413677933032519E-3,5.0838703994846905E-5,false,1.3512537340471583E-2,0,0,0,0,0,0]
[2027,130,{"$f":"IF(LOADPROFILE=0.1,Results_10PoE!C1487,IF(LOADPROFILE=0.5,Results_50PoE!C1487,\"Invalid Load Profile %\"))","v":0},82.994318181818187,55.32954545454546,27.66477272727273,0,0,113.09663276089853,0,0,0,0,0,1.7846298886595422E-2,2.4413677933032519E-3,5.0838703994846905E-5,false,1.3512537340471583E-2,0,0,0,0,0,0]
[2027,131,{"$f":"IF(LOADPROFILE=0.1,Results_10PoE!C1488,IF(LOADPROFILE=0.5,Results_50PoE!C1488,\"Invalid Load Profile %\"))","v":0},82.994318181818187,55.32954545454546,27.66477272727273,0,0,114.09663276089853,0,0,0,0,0,1.7846298886595422E-2,2.4413677933032519E-3,5.0838703994846905E-5,false,1.3512537340471583E-2,0,0,0,0,0,0]
[2027,132,{"$f":"IF(LOADPROFILE=0.1,Results_10PoE!C1489,IF(LOADPROFILE=0.5,Results_50PoE!C1489,\"Invalid Load Profile %\"))","v":0},82.994318181818187,55.32954545454546,27.66477272727273,0,0,115.09663276089853,0,0,0,0,0,1.7846298886595422E-2,2.4413677933032519E-3,5.0838703994846905E-5,false,1.3512537340471583E-2,0,0,0,0,0,0]
[2027,133,{"$f":"IF(LOADPROFILE=0.1,Results_10PoE!C1490,IF(LOADPROFILE=0.5,Results_50PoE!C1490,\"Invalid Load Profile %\"))","v":0},82.994318181818187,55.32954545454546,27.66477272727273,0,0,116.09663276089853,0,0,0,0,0,1.7846298886595422E-2,2.4413677933032519E-3,5.0838703994846905E-5,false,1.3512537340471583E-2,0,0,0,0,0,0]
[2027,134,{"$f":"IF(LOADPROFILE=0.1,Results_10PoE!C1491,IF(LOADPROFILE=0.5,Results_50PoE!C1491,\"Invalid Load Profile %\"))","v":0},82.994318181818187,55.32954545454546,27.66477272727273,0,0,117.09663276089853,0,0,0,0,0,1.7846298886595422E-2,2.4413677933032519E-3,5.0838703994846905E-5,false,1.3512537340471583E-2,0,0,0,0,0,0]
[2027,135,{"$f":"IF(LOADPROFILE=0.1,Results_10PoE!C1492,IF(LOADPROFILE=0.5,Results_50PoE!C1492,\"Invalid Load Profile %\"))","v":0},82.994318181818187,55.32954545454546,27.66477272727273,0,0,118.09663276089853,0,0,0,0,0,1.7846298886595422E-2,2.4413677933032519E-3,5.0838703994846905E-5,false,1.3512537340471583E-2,0,0,0,0,0,0]
[2027,136,{"$f":"IF(LOADPROFILE=0.1,Results_10PoE!C1493,IF(LOADPROFILE=0.5,Results_50PoE!C1493,\"Invalid Load Profile %\"))","v":0},82.994318181818187,55.32954545454546,27.66477272727273,0,0,119.09663276089853,0,0,0,0,0,1.7846298886595422E-2,2.4413677933032519E-3,5.0838703994846905E-5,false,1.3512537340471583E-2,0,0,0,0,0,0]
[2027,137,{"$f":"IF(LOADPROFILE=0.1,Results_10PoE!C1494,IF(LOADPROFILE=0.5,Results_50PoE!C1494,\"Invalid Load Profile %\"))","v":0},82.994318181818187,55.32954545454546,27.66477272727273,0,0,120.09663276089853,0,0,0,0,0,1.7846298886595422E-2,2.4413677933032519E-3,5.0838703994846905E-5,false,1.3512537340471583E-2,0,0,0,0,0,0]
[2027,138,{"$f":"IF(LOADPROFILE=0.1,Results_10PoE!C1495,IF(LOADPROFILE=0.5,Results_50PoE!C1495,\"Invalid Load Profile %\"))","v":0},82.994318181818187,55.32954545454546,27.66477272727273,0,0,121.09663276089853,0,0,0,0,0,1.7846298886595422E-2,2.4413677933032519E-3,5.0838703994846905E-5,false,1.3512537340471583E-2,0,0,0,0,0,0]
[2027,139,{"$f":"IF(LOADPROFILE=0.1,Results_10PoE!C1496,IF(LOADPROFILE=0.5,Results_50PoE!C1496,\"Invalid Load Profile %\"))","v":0},82.994318181818187,55.32954545454546,27.66477272727273,0,0,122.09663276089853,0,0,0,0,0,1.7846298886595422E-2,2.4413677933032519E-3,5.0838703994846905E-5,false,1.3512537340471583E-2,0,0,0,0,0,0]
[2027,140,{"$f":"IF(LOADPROFILE=0.1,Results_10PoE!C1497,IF(LOADPROFILE=0.5,Results_50PoE!C1497,\"Invalid Load Profile %\"))","v":0},82.994318181818187,55.32954545454546,27.66477272727273,0,0,123.09663276089853,0,0,0,0,0,1.7846298886595422E-2,2.4413677933032519E-3,5.0838703994846905E-5,false,1.3512537340471583E-2,0,0,0,0,0,0]
[2027,141,{"$f":"IF(LOADPROFILE=0.1,Results_10PoE!C1498,IF(LOADPROFILE=0.5,Results_50PoE!C1498,\"Invalid Load Profile %\"))","v":0},82.994318181818187,55.32954545454546,27.66477272727273,0,0,124.09663276089853,0,0,0,0,0,1.7846298886595422E-2,2.4413677933032519E-3,5.0838703994846905E-5,false,1.3512537340471583E-2,0,0,0,0,0,0]
[2027,142,{"$f":"IF(LOADPROFILE=0.1,Results_10PoE!C1499,IF(LOADPROFILE=0.5,Results_50PoE!C1499,\"Invalid Load Profile %\"))","v":0},82.994318181818187,55.32954545454546,27.66477272727273,0,0,125.09663276089853,0,0,0,0,0,1.7846298886595422E-2,2.4413677933032519E-3,5.0838703994846905E-5,false,1.3512537340471583E-2,0,0,0,0,0,0]
[2027,143,{"$f":"IF(LOADPROFILE=0.1,Results_10PoE!C1500,IF(LOADPROFILE=0.5,Results_50PoE!C1500,\"Invalid Load Profile %\"))","v":0},82.994318181818187,55.32954545454546,27.66477272727273,0,0,126.09663276089853,0,0,0,0,0,1.7846298886595422E-2,2.4413677933032519E-3,5.0838703994846905E-5,false,1.3512537340471583E-2,0,0,0,0,0,0]
[2027,144,{"$f":"IF(LOADPROFILE=0.1,Results_10PoE!C1501,IF(LOADPROFILE=0.5,Results_50PoE!C1501,\"Invalid Load Profile %\"))","v":0},82.994318181818187,55.32954545454546,27.66477272727273,0,0,127.09663276089853,0,0,0,0,0,1.7846298886595422E-2,2.4413677933032519E-3,5.0838703994846905E-5,false,1.3512537340471583E-2,0,0,0,0,0,0]
[2027,145,{"$f":"IF(LOADPROFILE=0.1,Results_10PoE!C1502,IF(LOADPROFILE=0.5,Results_50PoE!C1502,\"Invalid Load Profile %\"))","v":0},82.994318181818187,55.32954545454546,27.66477272727273,0,0,128.09663276089853,0,0,0,0,0,1.7846298886595422E-2,2.4413677933032519E-3,5.0838703994846905E-5,false,1.3512537340471583E-2,0,0,0,0,0,0]
[2027,146,{"$f":"IF(LOADPROFILE=0.1,Results_10PoE!C1503,IF(LOADPROFILE=0.5,Results_50PoE!C1503,\"Invalid Load Profile %\"))","v":0},82.994318181818187,55.32954545454546,27.66477272727273,0,0,129.09663276089853,0,0,0,0,0,1.7846298886595422E-2,2.4413677933032519E-3,5.0838703994846905E-5,false,1.3512537340471583E-2,0,0,0,0,0,0]
[2027,147,{"$f":"IF(LOADPROFILE=0.1,Results_10PoE!C1504,IF(LOADPROFILE=0.5,Results_50PoE!C1504,\"Invalid Load Profile %\"))","v":0},82.994318181818187,55.32954545454546,27.66477272727273,0,0,130.09663276089853,0,0,0,0,0,1.7846298886595422E-2,2.4413677933032519E-3,5.0838703994846905E-5,false,1.3512537340471583E-2,0,0,0,0,0,0]
[2027,148,{"$f":"IF(LOADPROFILE=0.1,Results_10PoE!C1505,IF(LOADPROFILE=0.5,Results_50PoE!C1505,\"Invalid Load Profile %\"))","v":0},82.994318181818187,55.32954545454546,27.66477272727273,0,0,131.09663276089853,0,0,0,0,0,1.7846298886595422E-2,2.4413677933032519E-3,5.0838703994846905E-5,false,1.3512537340471583E-2,0,0,0,0,0,0]
[2027,149,{"$f":"IF(LOADPROFILE=0.1,Results_10PoE!C1506,IF(LOADPROFILE=0.5,Results_50PoE!C1506,\"Invalid Load Profile %\"))","v":0},82.994318181818187,55.32954545454546,27.66477272727273,0,0,132.09663276089853,0,0,0,0,0,1.7846298886595422E-2,2.4413677933032519E-3,5.0838703994846905E-5,false,1.3512537340471583E-2,0,0,0,0,0,0]
[2027,150,{"$f":"IF(LOADPROFILE=0.1,Results_10PoE!C1507,IF(LOADPROFILE=0.5,Results_50PoE!C1507,\"Invalid Load Profile %\"))","v":0},82.994318181818187,55.32954545454546,27.66477272727273,0,0,133.09663276089853,0,0,0,0,0,1.7846298886595422E-2,2.4413677933032519E-3,5.0838703994846905E-5,false,1.3512537340471583E-2,0,0,0,0,0,0]
[2028,1,{"$f":"IF(LOADPROFILE=0.1,Results_10PoE!C1508,IF(LOADPROFILE=0.5,Results_50PoE!C1508,\"Invalid Load Profile %\"))","v":8650},82.994318181818187,55.32954545454546,27.66477272727273,0,0,0,0,0,0,0,0,1.8905349114241295E-2,2.5912700758132972E-3,5.4627104655800767E-5,false,1.4061013247035344E-2,0,0,0,0,0,0]
[2028,2,{"$f":"IF(LOADPROFILE=0.1,Results_10PoE!C1509,IF(LOADPROFILE=0.5,Results_50PoE!C1509,\"Invalid Load Profile %\"))","v":8523},82.994318181818187,55.32954545454546,27.66477272727273,0,0,0,0,0,0,0,0,1.8905349114241295E-2,2.5912700758132972E-3,5.4627104655800767E-5,false,1.4061013247035344E-2,0,0,0,0,0,0]
[2028,3,{"$f":"IF(LOADPROFILE=0.1,Results_10PoE!C1510,IF(LOADPROFILE=0.5,Results_50PoE!C1510,\"Invalid Load Profile %\"))","v":8392},82.994318181818187,55.32954545454546,27.66477272727273,0,0,0,0,0,0,0,0,1.8905349114241295E-2,2.5912700758132972E-3,5.4627104655800767E-5,false,1.4061013247035344E-2,0,0,0,0,0,0]
[2028,4,{"$f":"IF(LOADPROFILE=0.1,Results_10PoE!C1511,IF(LOADPROFILE=0.5,Results_50PoE!C1511,\"Invalid Load Profile %\"))","v":8209},82.994318181818187,55.32954545454546,27.66477272727273,0,0,0,0,0,0,0,0,1.8905349114241295E-2,2.5912700758132972E-3,5.4627104655800767E-5,false,1.4061013247035344E-2,0,0,0,0,0,0]
[2028,5,{"$f":"IF(LOADPROFILE=0.1,Results_10PoE!C1512,IF(LOADPROFILE=0.5,Results_50PoE!C1512,\"Invalid Load Profile %\"))","v":8002},82.994318181818187,55.32954545454546,27.66477272727273,0,0,0,0,0,0,0,0,1.8905349114241295E-2,2.5912700758132972E-3,5.4627104655800767E-5,false,1.4061013247035344E-2,0,0,0,0,0,0]
[2028,6,{"$f":"IF(LOADPROFILE=0.1,Results_10PoE!C1513,IF(LOADPROFILE=0.5,Results_50PoE!C1513,\"Invalid Load Profile %\"))","v":7741},82.994318181818187,55.32954545454546,27.66477272727273,0,0,0,0,0,0,0,0,1.8905349114241295E-2,2.5912700758132972E-3,5.4627104655800767E-5,false,1.4061013247035344E-2,0,0,0,0,0,0]
[2028,7,{"$f":"IF(LOADPROFILE=0.1,Results_10PoE!C1514,IF(LOADPROFILE=0.5,Results_50PoE!C1514,\"Invalid Load Profile %\"))","v":7409},82.994318181818187,55.32954545454546,27.66477272727273,0,0,0,0,0,0,0,0,1.8905349114241295E-2,2.5912700758132972E-3,5.4627104655800767E-5,false,1.4061013247035344E-2,0,0,0,0,0,0]
[2028,8,{"$f":"IF(LOADPROFILE=0.1,Results_10PoE!C1515,IF(LOADPROFILE=0.5,Results_50PoE!C1515,\"Invalid Load Profile %\"))","v":7032},82.994318181818187,55.32954545454546,27.66477272727273,0,0,0,0,0,0,0,0,1.8905349114241295E-2,2.5912700758132972E-3,5.4627104655800767E-5,false,1.4061013247035344E-2,0,0,0,0,0,0]
[2028,9,{"$f":"IF(LOADPROFILE=0.1,Results_10PoE!C1516,IF(LOADPROFILE=0.5,Results_50PoE!C1516,\"Invalid Load Profile %\"))","v":6709},82.994318181818187,55.32954545454546,27.66477272727273,0,0,0,0,0,0,0,0,1.8905349114241295E-2,2.5912700758132972E-3,5.4627104655800767E-5,false,1.4061013247035344E-2,0,0,0,0,0,0]
[2028,10,{"$f":"IF(LOADPROFILE=0.1,Results_10PoE!C1517,IF(LOADPROFILE=0.5,Results_50PoE!C1517,\"Invalid Load Profile %\"))","v":6357},82.994318181818187,55.32954545454546,27.66477272727273,0,0,0,0,0,0,0,0,1.8905349114241295E-2,2.5912700758132972E-3,5.4627104655800767E-5,false,1.4061013247035344E-2,0,0,0,0,0,0]
[2028,11,{"$f":"IF(LOADPROFILE=0.1,Results_10PoE!C1518,IF(LOADPROFILE=0.5,Results_50PoE!C1518,\"Invalid Load Profile %\"))","v":6026},82.994318181818187,55.32954545454546,27.66477272727273,0,0,0,0,0,0,0,0,1.8905349114241295E-2,2.5912700758132972E-3,5.4627104655800767E-5,false,1.4061013247035344E-2,0,0,0,0,0,0]
[2028,12,{"$f":"IF(LOADPROFILE=0.1,Results_10PoE!C1519,IF(LOADPROFILE=0.5,Results_50PoE!C1519,\"Invalid Load Profile %\"))","v":5644},82.994318181818187,55.32954545454546,27.66477272727273,0,0,0,0,0,0,0,0,1.8905349114241295E-2,2.5912700758132972E-3,5.4627104655800767E-5,false,1.4061013247035344E-2,0,0,0,0,0,0]
[2028,13,{"$f":"IF(LOADPROFILE=0.1,Results_10PoE!C1520,IF(LOADPROFILE=0.5,Results_50PoE!C1520,\"Invalid Load Profile %\"))","v":5264},82.994318181818187,55.32954545454546,27.66477272727273,0,0,0,0,0,0,0,0,1.8905349114241295E-2,2.5912700758132972E-3,5.4627104655800767E-5,false,1.4061013247035344E-2,0,0,0,0,0,0]
[2028,14,{"$f":"IF(LOADPROFILE=0.1,Results_10PoE!C1521,IF(LOADPROFILE=0.5,Results_50PoE!C1521,\"Invalid Load Profile %\"))","v":4939},82.994318181818187,55.32954545454546,27.66477272727273,0,0,0,0,0,0,0,0,1.8905349114241295E-2,2.5912700758132972E-3,5.4627104655800767E-5,false,1.4061013247035344E-2,0,0,0,0,0,0]
[2028,15,{"$f":"IF(LOADPROFILE=0.1,Results_10PoE!C1522,IF(LOADPROFILE=0.5,Results_50PoE!C1522,\"Invalid Load Profile %\"))","v":4676},82.994318181818187,55.32954545454546,27.66477272727273,0,0,0,0,0,0,0,0,1.8905349114241295E-2,2.5912700758132972E-3,5.4627104655800767E-5,false,1.4061013247035344E-2,0,0,0,0,0,0]
[2028,16,{"$f":"IF(LOADPROFILE=0.1,Results_10PoE!C1523,IF(LOADPROFILE=0.5,Results_50PoE!C1523,\"Invalid Load Profile %\"))","v":4435},82.994318181818187,55.32954545454546,27.66477272727273,0,0,0,0,0,0,0,0,1.8905349114241295E-2,2.5912700758132972E-3,5.4627104655800767E-5,false,1.4061013247035344E-2,0,0,0,0,0,0]
[2028,17,{"$f":"IF(LOADPROFILE=0.1,Results_10PoE!C1524,IF(LOADPROFILE=0.5,Results_50PoE!C1524,\"Invalid Load Profile %\"))","v":4274},82.994318181818187,55.32954545454546,27.66477272727273,0,0,0.28293537941293678,0,0,0,49.949731381925005,49.949731381925005,1.8905349114241295E-2,2.5912700758132972E-3,5.4627104655800767E-5,false,1.4061013247035344E-2,0,0,0,0.86119391854697136,0,0]
[2028,18,{"$f":"IF(LOADPROFILE=0.1,Results_10PoE!C1525,IF(LOADPROFILE=0.5,Results_50PoE!C1525,\"Invalid Load Profile %\"))","v":4096},82.994318181818187,55.32954545454546,27.66477272727273,0,0,1.2829353794129368,0,0,0,197.22518761534454,197.22518761534454,1.8905349114241295E-2,2.5912700758132972E-3,5.4627104655800767E-5,false,1.4061013247035344E-2,0,0,0,3.4004013126701698,0,0]
[2028,19,{"$f":"IF(LOADPROFILE=0.1,Results_10PoE!C1526,IF(LOADPROFILE=0.5,Results_50PoE!C1526,\"Invalid Load Profile %\"))","v":3941},82.994318181818187,55.32954545454546,27.66477272727273,0,0,2.2829353794129368,0,0,0,260.38583613952125,260.38583613952125,1.8905349114241295E-2,2.5912700758132972E-3,5.4627104655800767E-5,false,1.4061013247035344E-2,0,0,0,4.4893674571445068,0,0]
[2028,20,{"$f":"IF(LOADPROFILE=0.1,Results_10PoE!C1527,IF(LOADPROFILE=0.5,Results_50PoE!C1527,\"Invalid Load Profile %\"))","v":3826},82.994318181818187,55.32954545454546,27.66477272727273,0,0,3.2829353794129368,0,0,0,429.79579617549956,429.79579617549956,1.8905349114241295E-2,2.5912700758132972E-3,5.4627104655800767E-5,false,1.4061013247035344E-2,0,0,0,7.4102005284723758,0,0]
[2028,21,{"$f":"IF(LOADPROFILE=0.1,Results_10PoE!C1528,IF(LOADPROFILE=0.5,Results_50PoE!C1528,\"Invalid Load Profile %\"))","v":3694},82.994318181818187,55.32954545454546,27.66477272727273,0,0,4.2829353794129368,0,0,0,518.23560839879246,518.23560839879246,1.8905349114241295E-2,2.5912700758132972E-3,5.4627104655800767E-5,false,1.4061013247035344E-2,0,0,0,8.9350100987536045,0,0]
[2028,22,{"$f":"IF(LOADPROFILE=0.1,Results_10PoE!C1529,IF(LOADPROFILE=0.5,Results_50PoE!C1529,\"Invalid Load Profile %\"))","v":3572},82.994318181818187,55.32954545454546,27.66477272727273,0,0,5.2829353794129368,0,0,0,770.22663202489593,770.22663202489593,1.8905349114241295E-2,2.5912700758132972E-3,5.4627104655800767E-5,false,1.4061013247035344E-2,0,0,0,13.279640811898052,0,0]
[2028,23,{"$f":"IF(LOADPROFILE=0.1,Results_10PoE!C1530,IF(LOADPROFILE=0.5,Results_50PoE!C1530,\"Invalid Load Profile %\"))","v":3425},82.994318181818187,55.32954545454546,27.66477272727273,0,0,6.2829353794129368,0,0,0,785.16157222097513,785.16157222097513,1.8905349114241295E-2,2.5912700758132972E-3,5.4627104655800767E-5,false,1.4061013247035344E-2,0,0,0,13.537137285149967,0,0]
[2028,24,{"$f":"IF(LOADPROFILE=0.1,Results_10PoE!C1531,IF(LOADPROFILE=0.5,Results_50PoE!C1531,\"Invalid Load Profile %\"))","v":3299},82.994318181818187,55.32954545454546,27.66477272727273,0,0,7.2829353794129368,0,0,0,895.68239812822037,895.68239812822037,1.8905349114241295E-2,2.5912700758132972E-3,5.4627104655800767E-5,false,1.4061013247035344E-2,0,0,0,15.442650298149877,0,0]
[2028,25,{"$f":"IF(LOADPROFILE=0.1,Results_10PoE!C1532,IF(LOADPROFILE=0.5,Results_50PoE!C1532,\"Invalid Load Profile %\"))","v":3175},82.994318181818187,55.32954545454546,27.66477272727273,0,0,8.2829353794129368,0,0,0,1059.7413523493003,1059.7413523493003,1.8905349114241295E-2,2.5912700758132972E-3,5.4627104655800767E-5,false,1.4061013247035344E-2,0,0,0,18.271225542690562,0,0]
[2028,26,{"$f":"IF(LOADPROFILE=0.1,Results_10PoE!C1533,IF(LOADPROFILE=0.5,Results_50PoE!C1533,\"Invalid Load Profile %\"))","v":3046},82.994318181818187,55.32954545454546,27.66477272727273,0,0,9.2829353794129368,0,0,0,1288.9594675776473,1288.9594675776473,1.8905349114241295E-2,2.5912700758132972E-3,5.4627104655800767E-5,false,1.4061013247035344E-2,0,0,0,22.223223709529226,0,0]
[2028,27,{"$f":"IF(LOADPROFILE=0.1,Results_10PoE!C1534,IF(LOADPROFILE=0.5,Results_50PoE!C1534,\"Invalid Load Profile %\"))","v":2906},82.994318181818187,55.32954545454546,27.66477272727273,0,0,10.282935379412937,0,0,0,1305.4281518928442,1305.4281518928442,1.8905349114241295E-2,2.5912700758132972E-3,5.4627104655800767E-5,false,1.4061013247035344E-2,0,0,0,22.507163790613419,0,0]
[2028,28,{"$f":"IF(LOADPROFILE=0.1,Results_10PoE!C1535,IF(LOADPROFILE=0.5,Results_50PoE!C1535,\"Invalid Load Profile %\"))","v":2778},82.994318181818187,55.32954545454546,27.66477272727273,0,0,11.282935379412937,0,0,0,1600.2359992884051,1600.2359992884051,1.8905349114241295E-2,2.5912700758132972E-3,5.4627104655800767E-5,false,1.4061013247035344E-2,0,0,0,27.590008448489854,0,0]
[2028,29,{"$f":"IF(LOADPROFILE=0.1,Results_10PoE!C1536,IF(LOADPROFILE=0.5,Results_50PoE!C1536,\"Invalid Load Profile %\"))","v":2635},82.994318181818187,55.32954545454546,27.66477272727273,0,0,12.282935379412937,0,0,0,1620.2413288309451,1620.2413288309451,1.8905349114241295E-2,2.5912700758132972E-3,5.4627104655800767E-5,false,1.4061013247035344E-2,0,0,0,27.934924580447237,0,0]
[2028,30,{"$f":"IF(LOADPROFILE=0.1,Results_10PoE!C1537,IF(LOADPROFILE=0.5,Results_50PoE!C1537,\"Invalid Load Profile %\"))","v":2502},82.994318181818187,55.32954545454546,27.66477272727273,0,0,13.282935379412937,0,0,0,1804.84755261686,1804.84755261686,1.8905349114241295E-2,2.5912700758132972E-3,5.4627104655800767E-5,false,1.4061013247035344E-2,0,0,0,31.117759659874324,0,0]
[2028,31,{"$f":"IF(LOADPROFILE=0.1,Results_10PoE!C1538,IF(LOADPROFILE=0.5,Results_50PoE!C1538,\"Invalid Load Profile %\"))","v":2365},82.994318181818187,55.32954545454546,27.66477272727273,0,0,14.282935379412937,0,0,0,2252.3739380085062,2252.3739380085062,1.8905349114241295E-2,2.5912700758132972E-3,5.4627104655800767E-5,false,1.4061013247035344E-2,0,0,0,38.833657039615957,0,0]
[2028,32,{"$f":"IF(LOADPROFILE=0.1,Results_10PoE!C1539,IF(LOADPROFILE=0.5,Results_50PoE!C1539,\"Invalid Load Profile %\"))","v":2206},82.994318181818187,55.32954545454546,27.66477272727273,0,0,15.282935379412937,0,0,0,2394.9131114825095,2394.9131114825095,1.8905349114241295E-2,2.5912700758132972E-3,5.4627104655800767E-5,false,1.4061013247035344E-2,0,0,0,41.29120517760142,0,0]
[2028,33,{"$f":"IF(LOADPROFILE=0.1,Results_10PoE!C1540,IF(LOADPROFILE=0.5,Results_50PoE!C1540,\"Invalid Load Profile %\"))","v":2048},82.994318181818187,55.32954545454546,27.66477272727273,0,0,16.282935379412937,0,0,0,3084.5510653611955,3084.5510653611955,1.8905349114241295E-2,2.5912700758132972E-3,5.4627104655800767E-5,false,1.4061013247035344E-2,0,0,0,53.181399487923898,0,0]
[2028,34,{"$f":"IF(LOADPROFILE=0.1,Results_10PoE!C1541,IF(LOADPROFILE=0.5,Results_50PoE!C1541,\"Invalid Load Profile %\"))","v":1857},82.994318181818187,55.32954545454546,27.66477272727273,0,0,17.282935379412937,0,0,0,3685.3765146003834,3685.3765146003834,1.8905349114241295E-2,2.5912700758132972E-3,5.4627104655800767E-5,false,1.4061013247035344E-2,0,0,0,63.54035855892861,0,0]
[2028,35,{"$f":"IF(LOADPROFILE=0.1,Results_10PoE!C1542,IF(LOADPROFILE=0.5,Results_50PoE!C1542,\"Invalid Load Profile %\"))","v":1642},82.994318181818187,55.32954545454546,27.66477272727273,0,0,18.282935379412937,0,0,0,4587.6718234444525,4587.6718234444525,1.8905349114241295E-2,2.5912700758132972E-3,5.4627104655800767E-5,false,1.4061013247035344E-2,0,0,0,79.097023454050742,0,0]
[2028,36,{"$f":"IF(LOADPROFILE=0.1,Results_10PoE!C1543,IF(LOADPROFILE=0.5,Results_50PoE!C1543,\"Invalid Load Profile %\"))","v":1389},82.994318181818187,55.32954545454546,27.66477272727273,0,0,19.282935379412937,0,0,0,4609.0995282437616,4609.0995282437616,1.8905349114241295E-2,2.5912700758132972E-3,5.4627104655800767E-5,false,1.4061013247035344E-2,0,0,0,79.466463059651161,0,0]
[2028,37,{"$f":"IF(LOADPROFILE=0.1,Results_10PoE!C1544,IF(LOADPROFILE=0.5,Results_50PoE!C1544,\"Invalid Load Profile %\"))","v":1148},82.994318181818187,55.32954545454546,27.66477272727273,0,0,20.282935379412937,0,0,0,4284.856760241124,4284.856760241124,1.8905349114241295E-2,2.5912700758132972E-3,5.4627104655800767E-5,false,1.4061013247035344E-2,0,0,0,73.87612468922795,0,0]
[2028,38,{"$f":"IF(LOADPROFILE=0.1,Results_10PoE!C1545,IF(LOADPROFILE=0.5,Results_50PoE!C1545,\"Invalid Load Profile %\"))","v":935},{"$f":"VLOOKUP($A1574,$Q$4:$AB$26,6,FALSE)","v":82.994318181818187},{"$f":"VLOOKUP($A1574,$Q$4:$AB$26,7,FALSE)","v":55.32954545454546},{"$f":"VLOOKUP($A1574,$Q$4:$AB$26,9,FALSE)","v":27.66477272727273},{"$f":"VLOOKUP($A1574,$Q$4:$AB$26,10,FALSE)","v":0},{"$f":"VLOOKUP($A1574,$Q$4:$AB$26,11,FALSE)","v":0},{"$f":"IF(B1574-VLOOKUP(A1574,$Q$4:$AB$26,12,FALSE)<0,0,B1574-VLOOKUP(A1574,$Q$4:$AB$26,12,FALSE))","v":21.282935379412937},{"$f":"IF(B1574=150,0,IF(IF($I1574>D1574,($I1574-D1574)*($C1574-$C1575),0)<0,0,IF($I1574>D1574,($I1574-D1574)*($C1574-$C1575),0)))*$Y$30","v":0},{"$f":"IF(C1574=150,0,IF(IF($I1574>E1574,($I1574-E1574)*($C1574-$C1575),0)<0,0,IF($I1574>E1574,($I1574-E1574)*($C1574-$C1575),0)))*$Y$30","v":0},{"$f":"IF(D1574=150,0,IF(IF($I1574>F1574,($I1574-F1574)*($C1574-$C1575),0)<0,0,IF($I1574>F1574,($I1574-F1574)*($C1574-$C1575),0)))*$Y$30","v":0},{"$f":"IF(E1574=150,0,IF(IF($I1574>G1574,($I1574-G1574)*($C1574-$C1575),0)<0,0,IF($I1574>G1574,($I1574-G1574)*($C1574-$C1575),0)))*$Y$30","v":3482.9029127822187},{"$f":"IF(F1574=150,0,IF(IF($I1574>H1574,($I1574-H1574)*($C1574-$C1575),0)<0,0,IF($I1574>H1574,($I1574-H1574)*($C1574-$C1575),0)))*$Y$30","v":3482.9029127822187},{"$f":"VLOOKUP($A1574, $Q$4:$BB$26,33,FALSE)","v":1.8905349114241295E-2},{"$f":"VLOOKUP($A1574, $Q$4:$BB$26,34,FALSE)","v":2.5912700758132972E-3},{"$f":"VLOOKUP($A1574, $Q$4:$BB$26,35,FALSE)","v":5.4627104655800767E-5},{"$f":"VLOOKUP($A1574, $Q$4:$BB$26,36,FALSE)","v":false},{"$f":"VLOOKUP($A1574, $Q$4:$BB$26,37,FALSE)","v":1.4061013247035344E-2},{"$f":"J1574*1000*($S$34/365)","v":0},{"$f":"O1574*K1574*1000*($T$34/365)","v":0},{"$f":"P1574*L1574*1000*($U$34/365)","v":0},{"$f":"Q1574*M1574*1000*($V$34/365)","v":60.049468223225979},{"$f":"R1574*N1574*1000*($W$34/365)","v":0},{"$f":"S1574*K1574*1000*($X$34/365)","v":0}]
[2028,39,{"$f":"IF(LOADPROFILE=0.1,Results_10PoE!C1546,IF(LOADPROFILE=0.5,Results_50PoE!C1546,\"Invalid Load Profile %\"))","v":770},82.994318181818187,55.32954545454546,27.66477272727273,0,0,22.282935379412937,0,0,0,3315.0459897799378,3315.0459897799378,1.8905349114241295E-2,2.5912700758132972E-3,5.4627104655800767E-5,false,1.4061013247035344E-2,0,0,0,57.155411392964794,0,0]
[2028,40,{"$f":"IF(LOADPROFILE=0.1,Results_10PoE!C1547,IF(LOADPROFILE=0.5,Results_50PoE!C1547,\"Invalid Load Profile %\"))","v":620},82.994318181818187,55.32954545454546,27.66477272727273,0,0,23.282935379412937,0,0,0,2493.947955098386,2493.947955098386,1.8905349114241295E-2,2.5912700758132972E-3,5.4627104655800767E-5,false,1.4061013247035344E-2,0,0,0,42.998685932485031,0,0]
[2028,41,{"$f":"IF(LOADPROFILE=0.1,Results_10PoE!C1548,IF(LOADPROFILE=0.5,Results_50PoE!C1548,\"Invalid Load Profile %\"))","v":512},82.994318181818187,55.32954545454546,27.66477272727273,0,0,24.282935379412937,0,0,0,2263.887990464726,2263.887990464726,1.8905349114241295E-2,2.5912700758132972E-3,5.4627104655800767E-5,false,1.4061013247035344E-2,0,0,0,39.032173261401205,0,0]
[2028,42,{"$f":"IF(LOADPROFILE=0.1,Results_10PoE!C1549,IF(LOADPROFILE=0.5,Results_50PoE!C1549,\"Invalid Load Profile %\"))","v":418},82.994318181818187,55.32954545454546,27.66477272727273,0,0,25.282935379412937,0,0,0,2156.5118244540377,2156.5118244540377,1.8905349114241295E-2,2.5912700758132972E-3,5.4627104655800767E-5,false,1.4061013247035344E-2,0,0,0,37.180877997003506,0,0]
[2028,43,{"$f":"IF(LOADPROFILE=0.1,Results_10PoE!C1550,IF(LOADPROFILE=0.5,Results_50PoE!C1550,\"Invalid Load Profile %\"))","v":332},82.994318181818187,55.32954545454546,27.66477272727273,0,0,26.282935379412937,0,0,0,1746.5240400501375,1746.5240400501375,1.8905349114241295E-2,2.5912700758132972E-3,5.4627104655800767E-5,false,1.4061013247035344E-2,0,0,0,30.112191602927076,0,0]
[2028,44,{"$f":"IF(LOADPROFILE=0.1,Results_10PoE!C1551,IF(LOADPROFILE=0.5,Results_50PoE!C1551,\"Invalid Load Profile %\"))","v":265},82.994318181818187,55.32954545454546,27.66477272727273,0,0,27.282935379412937,0,0,0,2083.5681853637002,2083.5681853637002,1.8905349114241295E-2,2.5912700758132972E-3,5.4627104655800767E-5,false,1.4061013247035344E-2,0,0,0,35.923241236137649,0,0]
[2028,45,{"$f":"IF(LOADPROFILE=0.1,Results_10PoE!C1552,IF(LOADPROFILE=0.5,Results_50PoE!C1552,\"Invalid Load Profile %\"))","v":188},82.994318181818187,55.32954545454546,27.66477272727273,0,0,28.282935379412937,0,0,30.041716293870817,1374.50542779393,1374.50542779393,1.8905349114241295E-2,2.5912700758132972E-3,5.4627104655800767E-5,false,1.4061013247035344E-2,0,0,30.711925660292462,23.698139763255657,0,0]
[2028,46,{"$f":"IF(LOADPROFILE=0.1,Results_10PoE!C1553,IF(LOADPROFILE=0.5,Results_50PoE!C1553,\"Invalid Load Profile %\"))","v":139},82.994318181818187,55.32954545454546,27.66477272727273,0,0,29.282935379412937,0,0,88.26951912448061,1597.3614401959755,1597.3614401959755,1.8905349114241295E-2,2.5912700758132972E-3,5.4627104655800767E-5,false,1.4061013247035344E-2,0,0,90.238749441019863,27.540447565169476,0,0]
[2028,47,{"$f":"IF(LOADPROFILE=0.1,Results_10PoE!C1554,IF(LOADPROFILE=0.5,Results_50PoE!C1554,\"Invalid Load Profile %\"))","v":84},82.994318181818187,55.32954545454546,27.66477272727273,0,0,30.282935379412937,0,0,101.27147333707309,1171.3548355514058,1171.3548355514058,1.8905349114241295E-2,2.5912700758132972E-3,5.4627104655800767E-5,false,1.4061013247035344E-2,0,0,103.53076802309853,20.19557729198306,0,0]
[2028,48,{"$f":"IF(LOADPROFILE=0.1,Results_10PoE!C1555,IF(LOADPROFILE=0.5,Results_50PoE!C1555,\"Invalid Load Profile %\"))","v":45},82.994318181818187,55.32954545454546,27.66477272727273,0,0,31.282935379412937,0,0,50.239119579079784,434.37160857909669,434.37160857909669,1.8905349114241295E-2,2.5912700758132972E-3,5.4627104655800767E-5,false,1.4061013247035344E-2,0,0,51.359918676351917,7.4890930811521601,0,0]
[2028,49,{"$f":"IF(LOADPROFILE=0.1,Results_10PoE!C1556,IF(LOADPROFILE=0.5,Results_50PoE!C1556,\"Invalid Load Profile %\"))","v":31},82.994318181818187,55.32954545454546,27.66477272727273,0,0,32.282935379412933,0,0,73.285002210965516,512.2935610681277,512.2935610681277,1.8905349114241295E-2,2.5912700758132972E-3,5.4627104655800767E-5,false,1.4061013247035344E-2,0,0,74.919938591415942,8.8325619997686609,0,0]
[2028,50,{"$f":"IF(LOADPROFILE=0.1,Results_10PoE!C1557,IF(LOADPROFILE=0.5,Results_50PoE!C1557,\"Invalid Load Profile %\"))","v":15},82.994318181818187,55.32954545454546,27.66477272727273,0,0,33.282935379412933,0,0,39.004817145054965,231.07106164506339,231.07106164506339,1.8905349114241295E-2,2.5912700758132972E-3,5.4627104655800767E-5,false,1.4061013247035344E-2,0,0,39.874986929313017,3.9839452092214991,0,0]
[2028,51,{"$f":"IF(LOADPROFILE=0.1,Results_10PoE!C1558,IF(LOADPROFILE=0.5,Results_50PoE!C1558,\"Invalid Load Profile %\"))","v":8},82.994318181818187,55.32954545454546,27.66477272727273,0,0,34.282935379412933,0,0,19.691762495491073,102.00586728120898,102.00586728120898,1.8905349114241295E-2,2.5912700758132972E-3,5.4627104655800767E-5,false,1.4061013247035344E-2,0,0,20.131071739234951,1.7587048043760898,0,0]
[2028,52,{"$f":"IF(LOADPROFILE=0.1,Results_10PoE!C1559,IF(LOADPROFILE=0.5,Results_50PoE!C1559,\"Invalid Load Profile %\"))","v":5},82.994318181818187,55.32954545454546,27.66477272727273,0,0,35.282935379412933,0,0,30.222899714611454,139.97503942890199,139.97503942890199,1.8905349114241295E-2,2.5912700758132972E-3,5.4627104655800767E-5,false,1.4061013247035344E-2,0,0,30.897151154542911,2.4133393587810965,0,0]
[2028,53,{"$f":"IF(LOADPROFILE=0.1,Results_10PoE!C1560,IF(LOADPROFILE=0.5,Results_50PoE!C1560,\"Invalid Load Profile %\"))","v":1},82.994318181818187,55.32954545454546,27.66477272727273,0,0,36.282935379412933,0,0,8.5475290254753702,35.985563954048004,35.985563954048004,1.8905349114241295E-2,2.5912700758132972E-3,5.4627104655800767E-5,false,1.4061013247035344E-2,0,0,8.7382183308598051,0.62043474459851844,0,0]
[2028,54,{"$f":"IF(LOADPROFILE=0.1,Results_10PoE!C1561,IF(LOADPROFILE=0.5,Results_50PoE!C1561,\"Invalid Load Profile %\"))","v":0},82.994318181818187,55.32954545454546,27.66477272727273,0,0,37.282935379412933,0,0,0,0,0,1.8905349114241295E-2,2.5912700758132972E-3,5.4627104655800767E-5,false,1.4061013247035344E-2,0,0,0,0,0,0]
[2028,55,{"$f":"IF(LOADPROFILE=0.1,Results_10PoE!C1562,IF(LOADPROFILE=0.5,Results_50PoE!C1562,\"Invalid Load Profile %\"))","v":0},82.994318181818187,55.32954545454546,27.66477272727273,0,0,38.282935379412933,0,0,0,0,0,1.8905349114241295E-2,2.5912700758132972E-3,5.4627104655800767E-5,false,1.4061013247035344E-2,0,0,0,0,0,0]
[2028,56,{"$f":"IF(LOADPROFILE=0.1,Results_10PoE!C1563,IF(LOADPROFILE=0.5,Results_50PoE!C1563,\"Invalid Load Profile %\"))","v":0},82.994318181818187,55.32954545454546,27.66477272727273,0,0,39.282935379412933,0,0,0,0,0,1.8905349114241295E-2,2.5912700758132972E-3,5.4627104655800767E-5,false,1.4061013247035344E-2,0,0,0,0,0,0]
[2028,57,{"$f":"IF(LOADPROFILE=0.1,Results_10PoE!C1564,IF(LOADPROFILE=0.5,Results_50PoE!C1564,\"Invalid Load Profile %\"))","v":0},82.994318181818187,55.32954545454546,27.66477272727273,0,0,40.282935379412933,0,0,0,0,0,1.8905349114241295E-2,2.5912700758132972E-3,5.4627104655800767E-5,false,1.4061013247035344E-2,0,0,0,0,0,0]
[2028,58,{"$f":"IF(LOADPROFILE=0.1,Results_10PoE!C1565,IF(LOADPROFILE=0.5,Results_50PoE!C1565,\"Invalid Load Profile %\"))","v":0},82.994318181818187,55.32954545454546,27.66477272727273,0,0,41.282935379412933,0,0,0,0,0,1.8905349114241295E-2,2.5912700758132972E-3,5.4627104655800767E-5,false,1.4061013247035344E-2,0,0,0,0,0,0]
[2028,59,{"$f":"IF(LOADPROFILE=0.1,Results_10PoE!C1566,IF(LOADPROFILE=0.5,Results_50PoE!C1566,\"Invalid Load Profile %\"))","v":0},82.994318181818187,55.32954545454546,27.66477272727273,0,0,42.282935379412933,0,0,0,0,0,1.8905349114241295E-2,2.5912700758132972E-3,5.4627104655800767E-5,false,1.4061013247035344E-2,0,0,0,0,0,0]
[2028,60,{"$f":"IF(LOADPROFILE=0.1,Results_10PoE!C1567,IF(LOADPROFILE=0.5,Results_50PoE!C1567,\"Invalid Load Profile %\"))","v":0},82.994318181818187,55.32954545454546,27.66477272727273,0,0,43.282935379412933,0,0,0,0,0,1.8905349114241295E-2,2.5912700758132972E-3,5.4627104655800767E-5,false,1.4061013247035344E-2,0,0,0,0,0,0]
[2028,61,{"$f":"IF(LOADPROFILE=0.1,Results_10PoE!C1568,IF(LOADPROFILE=0.5,Results_50PoE!C1568,\"Invalid Load Profile %\"))","v":0},82.994318181818187,55.32954545454546,27.66477272727273,0,0,44.282935379412933,0,0,0,0,0,1.8905349114241295E-2,2.5912700758132972E-3,5.4627104655800767E-5,false,1.4061013247035344E-2,0,0,0,0,0,0]
[2028,62,{"$f":"IF(LOADPROFILE=0.1,Results_10PoE!C1569,IF(LOADPROFILE=0.5,Results_50PoE!C1569,\"Invalid Load Profile %\"))","v":0},82.994318181818187,55.32954545454546,27.66477272727273,0,0,45.282935379412933,0,0,0,0,0,1.8905349114241295E-2,2.5912700758132972E-3,5.4627104655800767E-5,false,1.4061013247035344E-2,0,0,0,0,0,0]
[2028,63,{"$f":"IF(LOADPROFILE=0.1,Results_10PoE!C1570,IF(LOADPROFILE=0.5,Results_50PoE!C1570,\"Invalid Load Profile %\"))","v":0},82.994318181818187,55.32954545454546,27.66477272727273,0,0,46.282935379412933,0,0,0,0,0,1.8905349114241295E-2,2.5912700758132972E-3,5.4627104655800767E-5,false,1.4061013247035344E-2,0,0,0,0,0,0]
[2028,64,{"$f":"IF(LOADPROFILE=0.1,Results_10PoE!C1571,IF(LOADPROFILE=0.5,Results_50PoE!C1571,\"Invalid Load Profile %\"))","v":0},82.994318181818187,55.32954545454546,27.66477272727273,0,0,47.282935379412933,0,0,0,0,0,1.8905349114241295E-2,2.5912700758132972E-3,5.4627104655800767E-5,false,1.4061013247035344E-2,0,0,0,0,0,0]
[2028,65,{"$f":"IF(LOADPROFILE=0.1,Results_10PoE!C1572,IF(LOADPROFILE=0.5,Results_50PoE!C1572,\"Invalid Load Profile %\"))","v":0},82.994318181818187,55.32954545454546,27.66477272727273,0,0,48.282935379412933,0,0,0,0,0,1.8905349114241295E-2,2.5912700758132972E-3,5.4627104655800767E-5,false,1.4061013247035344E-2,0,0,0,0,0,0]
[2028,66,{"$f":"IF(LOADPROFILE=0.1,Results_10PoE!C1573,IF(LOADPROFILE=0.5,Results_50PoE!C1573,\"Invalid Load Profile %\"))","v":0},82.994318181818187,55.32954545454546,27.66477272727273,0,0,49.282935379412933,0,0,0,0,0,1.8905349114241295E-2,2.5912700758132972E-3,5.4627104655800767E-5,false,1.4061013247035344E-2,0,0,0,0,0,0]
[2028,67,{"$f":"IF(LOADPROFILE=0.1,Results_10PoE!C1574,IF(LOADPROFILE=0.5,Results_50PoE!C1574,\"Invalid Load Profile %\"))","v":0},82.994318181818187,55.32954545454546,27.66477272727273,0,0,50.282935379412933,0,0,0,0,0,1.8905349114241295E-2,2.5912700758132972E-3,5.4627104655800767E-5,false,1.4061013247035344E-2,0,0,0,0,0,0]
[2028,68,{"$f":"IF(LOADPROFILE=0.1,Results_10PoE!C1575,IF(LOADPROFILE=0.5,Results_50PoE!C1575,\"Invalid Load Profile %\"))","v":0},82.994318181818187,55.32954545454546,27.66477272727273,0,0,51.282935379412933,0,0,0,0,0,1.8905349114241295E-2,2.5912700758132972E-3,5.4627104655800767E-5,false,1.4061013247035344E-2,0,0,0,0,0,0]
[2028,69,{"$f":"IF(LOADPROFILE=0.1,Results_10PoE!C1576,IF(LOADPROFILE=0.5,Results_50PoE!C1576,\"Invalid Load Profile %\"))","v":0},82.994318181818187,55.32954545454546,27.66477272727273,0,0,52.282935379412933,0,0,0,0,0,1.8905349114241295E-2,2.5912700758132972E-3,5.4627104655800767E-5,false,1.4061013247035344E-2,0,0,0,0,0,0]
[2028,70,{"$f":"IF(LOADPROFILE=0.1,Results_10PoE!C1577,IF(LOADPROFILE=0.5,Results_50PoE!C1577,\"Invalid Load Profile %\"))","v":0},82.994318181818187,55.32954545454546,27.66477272727273,0,0,53.282935379412933,0,0,0,0,0,1.8905349114241295E-2,2.5912700758132972E-3,5.4627104655800767E-5,false,1.4061013247035344E-2,0,0,0,0,0,0]
[2028,71,{"$f":"IF(LOADPROFILE=0.1,Results_10PoE!C1578,IF(LOADPROFILE=0.5,Results_50PoE!C1578,\"Invalid Load Profile %\"))","v":0},82.994318181818187,55.32954545454546,27.66477272727273,0,0,54.282935379412933,0,0,0,0,0,1.8905349114241295E-2,2.5912700758132972E-3,5.4627104655800767E-5,false,1.4061013247035344E-2,0,0,0,0,0,0]
[2028,72,{"$f":"IF(LOADPROFILE=0.1,Results_10PoE!C1579,IF(LOADPROFILE=0.5,Results_50PoE!C1579,\"Invalid Load Profile %\"))","v":0},82.994318181818187,55.32954545454546,27.66477272727273,0,0,55.282935379412933,0,0,0,0,0,1.8905349114241295E-2,2.5912700758132972E-3,5.4627104655800767E-5,false,1.4061013247035344E-2,0,0,0,0,0,0]
[2028,73,{"$f":"IF(LOADPROFILE=0.1,Results_10PoE!C1580,IF(LOADPROFILE=0.5,Results_50PoE!C1580,\"Invalid Load Profile %\"))","v":0},82.994318181818187,55.32954545454546,27.66477272727273,0,0,56.282935379412933,0,0,0,0,0,1.8905349114241295E-2,2.5912700758132972E-3,5.4627104655800767E-5,false,1.4061013247035344E-2,0,0,0,0,0,0]
[2028,74,{"$f":"IF(LOADPROFILE=0.1,Results_10PoE!C1581,IF(LOADPROFILE=0.5,Results_50PoE!C1581,\"Invalid Load Profile %\"))","v":0},82.994318181818187,55.32954545454546,27.66477272727273,0,0,57.282935379412933,0,0,0,0,0,1.8905349114241295E-2,2.5912700758132972E-3,5.4627104655800767E-5,false,1.4061013247035344E-2,0,0,0,0,0,0]
[2028,75,{"$f":"IF(LOADPROFILE=0.1,Results_10PoE!C1582,IF(LOADPROFILE=0.5,Results_50PoE!C1582,\"Invalid Load Profile %\"))","v":0},82.994318181818187,55.32954545454546,27.66477272727273,0,0,58.282935379412933,0,0,0,0,0,1.8905349114241295E-2,2.5912700758132972E-3,5.4627104655800767E-5,false,1.4061013247035344E-2,0,0,0,0,0,0]
[2028,76,{"$f":"IF(LOADPROFILE=0.1,Results_10PoE!C1583,IF(LOADPROFILE=0.5,Results_50PoE!C1583,\"Invalid Load Profile %\"))","v":0},82.994318181818187,55.32954545454546,27.66477272727273,0,0,59.282935379412933,0,0,0,0,0,1.8905349114241295E-2,2.5912700758132972E-3,5.4627104655800767E-5,false,1.4061013247035344E-2,0,0,0,0,0,0]
[2028,77,{"$f":"IF(LOADPROFILE=0.1,Results_10PoE!C1584,IF(LOADPROFILE=0.5,Results_50PoE!C1584,\"Invalid Load Profile %\"))","v":0},82.994318181818187,55.32954545454546,27.66477272727273,0,0,60.282935379412933,0,0,0,0,0,1.8905349114241295E-2,2.5912700758132972E-3,5.4627104655800767E-5,false,1.4061013247035344E-2,0,0,0,0,0,0]
[2028,78,{"$f":"IF(LOADPROFILE=0.1,Results_10PoE!C1585,IF(LOADPROFILE=0.5,Results_50PoE!C1585,\"Invalid Load Profile %\"))","v":0},82.994318181818187,55.32954545454546,27.66477272727273,0,0,61.282935379412933,0,0,0,0,0,1.8905349114241295E-2,2.5912700758132972E-3,5.4627104655800767E-5,false,1.4061013247035344E-2,0,0,0,0,0,0]
[2028,79,{"$f":"IF(LOADPROFILE=0.1,Results_10PoE!C1586,IF(LOADPROFILE=0.5,Results_50PoE!C1586,\"Invalid Load Profile %\"))","v":0},82.994318181818187,55.32954545454546,27.66477272727273,0,0,62.282935379412933,0,0,0,0,0,1.8905349114241295E-2,2.5912700758132972E-3,5.4627104655800767E-5,false,1.4061013247035344E-2,0,0,0,0,0,0]
[2028,80,{"$f":"IF(LOADPROFILE=0.1,Results_10PoE!C1587,IF(LOADPROFILE=0.5,Results_50PoE!C1587,\"Invalid Load Profile %\"))","v":0},82.994318181818187,55.32954545454546,27.66477272727273,0,0,63.282935379412933,0,0,0,0,0,1.8905349114241295E-2,2.5912700758132972E-3,5.4627104655800767E-5,false,1.4061013247035344E-2,0,0,0,0,0,0]
[2028,81,{"$f":"IF(LOADPROFILE=0.1,Results_10PoE!C1588,IF(LOADPROFILE=0.5,Results_50PoE!C1588,\"Invalid Load Profile %\"))","v":0},82.994318181818187,55.32954545454546,27.66477272727273,0,0,64.282935379412933,0,0,0,0,0,1.8905349114241295E-2,2.5912700758132972E-3,5.4627104655800767E-5,false,1.4061013247035344E-2,0,0,0,0,0,0]
[2028,82,{"$f":"IF(LOADPROFILE=0.1,Results_10PoE!C1589,IF(LOADPROFILE=0.5,Results_50PoE!C1589,\"Invalid Load Profile %\"))","v":0},82.994318181818187,55.32954545454546,27.66477272727273,0,0,65.282935379412933,0,0,0,0,0,1.8905349114241295E-2,2.5912700758132972E-3,5.4627104655800767E-5,false,1.4061013247035344E-2,0,0,0,0,0,0]
[2028,83,{"$f":"IF(LOADPROFILE=0.1,Results_10PoE!C1590,IF(LOADPROFILE=0.5,Results_50PoE!C1590,\"Invalid Load Profile %\"))","v":0},82.994318181818187,55.32954545454546,27.66477272727273,0,0,66.282935379412933,0,0,0,0,0,1.8905349114241295E-2,2.5912700758132972E-3,5.4627104655800767E-5,false,1.4061013247035344E-2,0,0,0,0,0,0]
[2028,84,{"$f":"IF(LOADPROFILE=0.1,Results_10PoE!C1591,IF(LOADPROFILE=0.5,Results_50PoE!C1591,\"Invalid Load Profile %\"))","v":0},82.994318181818187,55.32954545454546,27.66477272727273,0,0,67.282935379412933,0,0,0,0,0,1.8905349114241295E-2,2.5912700758132972E-3,5.4627104655800767E-5,false,1.4061013247035344E-2,0,0,0,0,0,0]
[2028,85,{"$f":"IF(LOADPROFILE=0.1,Results_10PoE!C1592,IF(LOADPROFILE=0.5,Results_50PoE!C1592,\"Invalid Load Profile %\"))","v":0},82.994318181818187,55.32954545454546,27.66477272727273,0,0,68.282935379412933,0,0,0,0,0,1.8905349114241295E-2,2.5912700758132972E-3,5.4627104655800767E-5,false,1.4061013247035344E-2,0,0,0,0,0,0]
[2028,86,{"$f":"IF(LOADPROFILE=0.1,Results_10PoE!C1593,IF(LOADPROFILE=0.5,Results_50PoE!C1593,\"Invalid Load Profile %\"))","v":0},82.994318181818187,55.32954545454546,27.66477272727273,0,0,69.282935379412933,0,0,0,0,0,1.8905349114241295E-2,2.5912700758132972E-3,5.4627104655800767E-5,false,1.4061013247035344E-2,0,0,0,0,0,0]
[2028,87,{"$f":"IF(LOADPROFILE=0.1,Results_10PoE!C1594,IF(LOADPROFILE=0.5,Results_50PoE!C1594,\"Invalid Load Profile %\"))","v":0},82.994318181818187,55.32954545454546,27.66477272727273,0,0,70.282935379412933,0,0,0,0,0,1.8905349114241295E-2,2.5912700758132972E-3,5.4627104655800767E-5,false,1.4061013247035344E-2,0,0,0,0,0,0]
[2028,88,{"$f":"IF(LOADPROFILE=0.1,Results_10PoE!C1595,IF(LOADPROFILE=0.5,Results_50PoE!C1595,\"Invalid Load Profile %\"))","v":0},82.994318181818187,55.32954545454546,27.66477272727273,0,0,71.282935379412933,0,0,0,0,0,1.8905349114241295E-2,2.5912700758132972E-3,5.4627104655800767E-5,false,1.4061013247035344E-2,0,0,0,0,0,0]
[2028,89,{"$f":"IF(LOADPROFILE=0.1,Results_10PoE!C1596,IF(LOADPROFILE=0.5,Results_50PoE!C1596,\"Invalid Load Profile %\"))","v":0},82.994318181818187,55.32954545454546,27.66477272727273,0,0,72.282935379412933,0,0,0,0,0,1.8905349114241295E-2,2.5912700758132972E-3,5.4627104655800767E-5,false,1.4061013247035344E-2,0,0,0,0,0,0]
[2028,90,{"$f":"IF(LOADPROFILE=0.1,Results_10PoE!C1597,IF(LOADPROFILE=0.5,Results_50PoE!C1597,\"Invalid Load Profile %\"))","v":0},82.994318181818187,55.32954545454546,27.66477272727273,0,0,73.282935379412933,0,0,0,0,0,1.8905349114241295E-2,2.5912700758132972E-3,5.4627104655800767E-5,false,1.4061013247035344E-2,0,0,0,0,0,0]
[2028,91,{"$f":"IF(LOADPROFILE=0.1,Results_10PoE!C1598,IF(LOADPROFILE=0.5,Results_50PoE!C1598,\"Invalid Load Profile %\"))","v":0},82.994318181818187,55.32954545454546,27.66477272727273,0,0,74.282935379412933,0,0,0,0,0,1.8905349114241295E-2,2.5912700758132972E-3,5.4627104655800767E-5,false,1.4061013247035344E-2,0,0,0,0,0,0]
[2028,92,{"$f":"IF(LOADPROFILE=0.1,Results_10PoE!C1599,IF(LOADPROFILE=0.5,Results_50PoE!C1599,\"Invalid Load Profile %\"))","v":0},82.994318181818187,55.32954545454546,27.66477272727273,0,0,75.282935379412933,0,0,0,0,0,1.8905349114241295E-2,2.5912700758132972E-3,5.4627104655800767E-5,false,1.4061013247035344E-2,0,0,0,0,0,0]
[2028,93,{"$f":"IF(LOADPROFILE=0.1,Results_10PoE!C1600,IF(LOADPROFILE=0.5,Results_50PoE!C1600,\"Invalid Load Profile %\"))","v":0},82.994318181818187,55.32954545454546,27.66477272727273,0,0,76.282935379412933,0,0,0,0,0,1.8905349114241295E-2,2.5912700758132972E-3,5.4627104655800767E-5,false,1.4061013247035344E-2,0,0,0,0,0,0]
[2028,94,{"$f":"IF(LOADPROFILE=0.1,Results_10PoE!C1601,IF(LOADPROFILE=0.5,Results_50PoE!C1601,\"Invalid Load Profile %\"))","v":0},82.994318181818187,55.32954545454546,27.66477272727273,0,0,77.282935379412933,0,0,0,0,0,1.8905349114241295E-2,2.5912700758132972E-3,5.4627104655800767E-5,false,1.4061013247035344E-2,0,0,0,0,0,0]
[2028,95,{"$f":"IF(LOADPROFILE=0.1,Results_10PoE!C1602,IF(LOADPROFILE=0.5,Results_50PoE!C1602,\"Invalid Load Profile %\"))","v":0},82.994318181818187,55.32954545454546,27.66477272727273,0,0,78.282935379412933,0,0,0,0,0,1.8905349114241295E-2,2.5912700758132972E-3,5.4627104655800767E-5,false,1.4061013247035344E-2,0,0,0,0,0,0]
[2028,96,{"$f":"IF(LOADPROFILE=0.1,Results_10PoE!C1603,IF(LOADPROFILE=0.5,Results_50PoE!C1603,\"Invalid Load Profile %\"))","v":0},82.994318181818187,55.32954545454546,27.66477272727273,0,0,79.282935379412933,0,0,0,0,0,1.8905349114241295E-2,2.5912700758132972E-3,5.4627104655800767E-5,false,1.4061013247035344E-2,0,0,0,0,0,0]
[2028,97,{"$f":"IF(LOADPROFILE=0.1,Results_10PoE!C1604,IF(LOADPROFILE=0.5,Results_50PoE!C1604,\"Invalid Load Profile %\"))","v":0},82.994318181818187,55.32954545454546,27.66477272727273,0,0,80.282935379412933,0,0,0,0,0,1.8905349114241295E-2,2.5912700758132972E-3,5.4627104655800767E-5,false,1.4061013247035344E-2,0,0,0,0,0,0]
[2028,98,{"$f":"IF(LOADPROFILE=0.1,Results_10PoE!C1605,IF(LOADPROFILE=0.5,Results_50PoE!C1605,\"Invalid Load Profile %\"))","v":0},82.994318181818187,55.32954545454546,27.66477272727273,0,0,81.282935379412933,0,0,0,0,0,1.8905349114241295E-2,2.5912700758132972E-3,5.4627104655800767E-5,false,1.4061013247035344E-2,0,0,0,0,0,0]
[2028,99,{"$f":"IF(LOADPROFILE=0.1,Results_10PoE!C1606,IF(LOADPROFILE=0.5,Results_50PoE!C1606,\"Invalid Load Profile %\"))","v":0},82.994318181818187,55.32954545454546,27.66477272727273,0,0,82.282935379412933,0,0,0,0,0,1.8905349114241295E-2,2.5912700758132972E-3,5.4627104655800767E-5,false,1.4061013247035344E-2,0,0,0,0,0,0]
[2028,100,{"$f":"IF(LOADPROFILE=0.1,Results_10PoE!C1607,IF(LOADPROFILE=0.5,Results_50PoE!C1607,\"Invalid Load Profile %\"))","v":0},82.994318181818187,55.32954545454546,27.66477272727273,0,0,83.282935379412933,0,0,0,0,0,1.8905349114241295E-2,2.5912700758132972E-3,5.4627104655800767E-5,false,1.4061013247035344E-2,0,0,0,0,0,0]
[2028,101,{"$f":"IF(LOADPROFILE=0.1,Results_10PoE!C1608,IF(LOADPROFILE=0.5,Results_50PoE!C1608,\"Invalid Load Profile %\"))","v":0},82.994318181818187,55.32954545454546,27.66477272727273,0,0,84.282935379412933,0,0,0,0,0,1.8905349114241295E-2,2.5912700758132972E-3,5.4627104655800767E-5,false,1.4061013247035344E-2,0,0,0,0,0,0]
[2028,102,{"$f":"IF(LOADPROFILE=0.1,Results_10PoE!C1609,IF(LOADPROFILE=0.5,Results_50PoE!C1609,\"Invalid Load Profile %\"))","v":0},{"$f":"VLOOKUP($A1638,$Q$4:$AB$26,6,FALSE)","v":82.994318181818187},{"$f":"VLOOKUP($A1638,$Q$4:$AB$26,7,FALSE)","v":55.32954545454546},{"$f":"VLOOKUP($A1638,$Q$4:$AB$26,9,FALSE)","v":27.66477272727273},{"$f":"VLOOKUP($A1638,$Q$4:$AB$26,10,FALSE)","v":0},{"$f":"VLOOKUP($A1638,$Q$4:$AB$26,11,FALSE)","v":0},{"$f":"IF(B1638-VLOOKUP(A1638,$Q$4:$AB$26,12,FALSE)<0,0,B1638-VLOOKUP(A1638,$Q$4:$AB$26,12,FALSE))","v":85.282935379412933},{"$f":"IF(B1638=150,0,IF(IF($I1638>D1638,($I1638-D1638)*($C1638-$C1639),0)<0,0,IF($I1638>D1638,($I1638-D1638)*($C1638-$C1639),0)))*$Y$30","v":0},{"$f":"IF(C1638=150,0,IF(IF($I1638>E1638,($I1638-E1638)*($C1638-$C1639),0)<0,0,IF($I1638>E1638,($I1638-E1638)*($C1638-$C1639),0)))*$Y$30","v":0},{"$f":"IF(D1638=150,0,IF(IF($I1638>F1638,($I1638-F1638)*($C1638-$C1639),0)<0,0,IF($I1638>F1638,($I1638-F1638)*($C1638-$C1639),0)))*$Y$30","v":0},{"$f":"IF(E1638=150,0,IF(IF($I1638>G1638,($I1638-G1638)*($C1638-$C1639),0)<0,0,IF($I1638>G1638,($I1638-G1638)*($C1638-$C1639),0)))*$Y$30","v":0},{"$f":"IF(F1638=150,0,IF(IF($I1638>H1638,($I1638-H1638)*($C1638-$C1639),0)<0,0,IF($I1638>H1638,($I1638-H1638)*($C1638-$C1639),0)))*$Y$30","v":0},{"$f":"VLOOKUP($A1638, $Q$4:$BB$26,33,FALSE)","v":1.8905349114241295E-2},{"$f":"VLOOKUP($A1638, $Q$4:$BB$26,34,FALSE)","v":2.5912700758132972E-3},{"$f":"VLOOKUP($A1638, $Q$4:$BB$26,35,FALSE)","v":5.4627104655800767E-5},{"$f":"VLOOKUP($A1638, $Q$4:$BB$26,36,FALSE)","v":false},{"$f":"VLOOKUP($A1638, $Q$4:$BB$26,37,FALSE)","v":1.4061013247035344E-2},{"$f":"J1638*1000*($S$34/365)","v":0},{"$f":"O1638*K1638*1000*($T$34/365)","v":0},{"$f":"P1638*L1638*1000*($U$34/365)","v":0},{"$f":"Q1638*M1638*1000*($V$34/365)","v":0},{"$f":"R1638*N1638*1000*($W$34/365)","v":0},{"$f":"S1638*K1638*1000*($X$34/365)","v":0}]
[2028,103,{"$f":"IF(LOADPROFILE=0.1,Results_10PoE!C1610,IF(LOADPROFILE=0.5,Results_50PoE!C1610,\"Invalid Load Profile %\"))","v":0},82.994318181818187,55.32954545454546,27.66477272727273,0,0,86.282935379412933,0,0,0,0,0,1.8905349114241295E-2,2.5912700758132972E-3,5.4627104655800767E-5,false,1.4061013247035344E-2,0,0,0,0,0,0]
[2028,104,{"$f":"IF(LOADPROFILE=0.1,Results_10PoE!C1611,IF(LOADPROFILE=0.5,Results_50PoE!C1611,\"Invalid Load Profile %\"))","v":0},82.994318181818187,55.32954545454546,27.66477272727273,0,0,87.282935379412933,0,0,0,0,0,1.8905349114241295E-2,2.5912700758132972E-3,5.4627104655800767E-5,false,1.4061013247035344E-2,0,0,0,0,0,0]
[2028,105,{"$f":"IF(LOADPROFILE=0.1,Results_10PoE!C1612,IF(LOADPROFILE=0.5,Results_50PoE!C1612,\"Invalid Load Profile %\"))","v":0},82.994318181818187,55.32954545454546,27.66477272727273,0,0,88.282935379412933,0,0,0,0,0,1.8905349114241295E-2,2.5912700758132972E-3,5.4627104655800767E-5,false,1.4061013247035344E-2,0,0,0,0,0,0]
[2028,106,{"$f":"IF(LOADPROFILE=0.1,Results_10PoE!C1613,IF(LOADPROFILE=0.5,Results_50PoE!C1613,\"Invalid Load Profile %\"))","v":0},82.994318181818187,55.32954545454546,27.66477272727273,0,0,89.282935379412933,0,0,0,0,0,1.8905349114241295E-2,2.5912700758132972E-3,5.4627104655800767E-5,false,1.4061013247035344E-2,0,0,0,0,0,0]
[2028,107,{"$f":"IF(LOADPROFILE=0.1,Results_10PoE!C1614,IF(LOADPROFILE=0.5,Results_50PoE!C1614,\"Invalid Load Profile %\"))","v":0},82.994318181818187,55.32954545454546,27.66477272727273,0,0,90.282935379412933,0,0,0,0,0,1.8905349114241295E-2,2.5912700758132972E-3,5.4627104655800767E-5,false,1.4061013247035344E-2,0,0,0,0,0,0]
[2028,108,{"$f":"IF(LOADPROFILE=0.1,Results_10PoE!C1615,IF(LOADPROFILE=0.5,Results_50PoE!C1615,\"Invalid Load Profile %\"))","v":0},82.994318181818187,55.32954545454546,27.66477272727273,0,0,91.282935379412933,0,0,0,0,0,1.8905349114241295E-2,2.5912700758132972E-3,5.4627104655800767E-5,false,1.4061013247035344E-2,0,0,0,0,0,0]
[2028,109,{"$f":"IF(LOADPROFILE=0.1,Results_10PoE!C1616,IF(LOADPROFILE=0.5,Results_50PoE!C1616,\"Invalid Load Profile %\"))","v":0},82.994318181818187,55.32954545454546,27.66477272727273,0,0,92.282935379412933,0,0,0,0,0,1.8905349114241295E-2,2.5912700758132972E-3,5.4627104655800767E-5,false,1.4061013247035344E-2,0,0,0,0,0,0]
[2028,110,{"$f":"IF(LOADPROFILE=0.1,Results_10PoE!C1617,IF(LOADPROFILE=0.5,Results_50PoE!C1617,\"Invalid Load Profile %\"))","v":0},82.994318181818187,55.32954545454546,27.66477272727273,0,0,93.282935379412933,0,0,0,0,0,1.8905349114241295E-2,2.5912700758132972E-3,5.4627104655800767E-5,false,1.4061013247035344E-2,0,0,0,0,0,0]
[2028,111,{"$f":"IF(LOADPROFILE=0.1,Results_10PoE!C1618,IF(LOADPROFILE=0.5,Results_50PoE!C1618,\"Invalid Load Profile %\"))","v":0},82.994318181818187,55.32954545454546,27.66477272727273,0,0,94.282935379412933,0,0,0,0,0,1.8905349114241295E-2,2.5912700758132972E-3,5.4627104655800767E-5,false,1.4061013247035344E-2,0,0,0,0,0,0]
[2028,112,{"$f":"IF(LOADPROFILE=0.1,Results_10PoE!C1619,IF(LOADPROFILE=0.5,Results_50PoE!C1619,\"Invalid Load Profile %\"))","v":0},82.994318181818187,55.32954545454546,27.66477272727273,0,0,95.282935379412933,0,0,0,0,0,1.8905349114241295E-2,2.5912700758132972E-3,5.4627104655800767E-5,false,1.4061013247035344E-2,0,0,0,0,0,0]
[2028,113,{"$f":"IF(LOADPROFILE=0.1,Results_10PoE!C1620,IF(LOADPROFILE=0.5,Results_50PoE!C1620,\"Invalid Load Profile %\"))","v":0},82.994318181818187,55.32954545454546,27.66477272727273,0,0,96.282935379412933,0,0,0,0,0,1.8905349114241295E-2,2.5912700758132972E-3,5.4627104655800767E-5,false,1.4061013247035344E-2,0,0,0,0,0,0]
[2028,114,{"$f":"IF(LOADPROFILE=0.1,Results_10PoE!C1621,IF(LOADPROFILE=0.5,Results_50PoE!C1621,\"Invalid Load Profile %\"))","v":0},82.994318181818187,55.32954545454546,27.66477272727273,0,0,97.282935379412933,0,0,0,0,0,1.8905349114241295E-2,2.5912700758132972E-3,5.4627104655800767E-5,false,1.4061013247035344E-2,0,0,0,0,0,0]
[2028,115,{"$f":"IF(LOADPROFILE=0.1,Results_10PoE!C1622,IF(LOADPROFILE=0.5,Results_50PoE!C1622,\"Invalid Load Profile %\"))","v":0},82.994318181818187,55.32954545454546,27.66477272727273,0,0,98.282935379412933,0,0,0,0,0,1.8905349114241295E-2,2.5912700758132972E-3,5.4627104655800767E-5,false,1.4061013247035344E-2,0,0,0,0,0,0]
[2028,116,{"$f":"IF(LOADPROFILE=0.1,Results_10PoE!C1623,IF(LOADPROFILE=0.5,Results_50PoE!C1623,\"Invalid Load Profile %\"))","v":0},82.994318181818187,55.32954545454546,27.66477272727273,0,0,99.282935379412933,0,0,0,0,0,1.8905349114241295E-2,2.5912700758132972E-3,5.4627104655800767E-5,false,1.4061013247035344E-2,0,0,0,0,0,0]
[2028,117,{"$f":"IF(LOADPROFILE=0.1,Results_10PoE!C1624,IF(LOADPROFILE=0.5,Results_50PoE!C1624,\"Invalid Load Profile %\"))","v":0},82.994318181818187,55.32954545454546,27.66477272727273,0,0,100.28293537941293,0,0,0,0,0,1.8905349114241295E-2,2.5912700758132972E-3,5.4627104655800767E-5,false,1.4061013247035344E-2,0,0,0,0,0,0]
[2028,118,{"$f":"IF(LOADPROFILE=0.1,Results_10PoE!C1625,IF(LOADPROFILE=0.5,Results_50PoE!C1625,\"Invalid Load Profile %\"))","v":0},82.994318181818187,55.32954545454546,27.66477272727273,0,0,101.28293537941293,0,0,0,0,0,1.8905349114241295E-2,2.5912700758132972E-3,5.4627104655800767E-5,false,1.4061013247035344E-2,0,0,0,0,0,0]
[2028,119,{"$f":"IF(LOADPROFILE=0.1,Results_10PoE!C1626,IF(LOADPROFILE=0.5,Results_50PoE!C1626,\"Invalid Load Profile %\"))","v":0},82.994318181818187,55.32954545454546,27.66477272727273,0,0,102.28293537941293,0,0,0,0,0,1.8905349114241295E-2,2.5912700758132972E-3,5.4627104655800767E-5,false,1.4061013247035344E-2,0,0,0,0,0,0]
[2028,120,{"$f":"IF(LOADPROFILE=0.1,Results_10PoE!C1627,IF(LOADPROFILE=0.5,Results_50PoE!C1627,\"Invalid Load Profile %\"))","v":0},82.994318181818187,55.32954545454546,27.66477272727273,0,0,103.28293537941293,0,0,0,0,0,1.8905349114241295E-2,2.5912700758132972E-3,5.4627104655800767E-5,false,1.4061013247035344E-2,0,0,0,0,0,0]
[2028,121,{"$f":"IF(LOADPROFILE=0.1,Results_10PoE!C1628,IF(LOADPROFILE=0.5,Results_50PoE!C1628,\"Invalid Load Profile %\"))","v":0},82.994318181818187,55.32954545454546,27.66477272727273,0,0,104.28293537941293,0,0,0,0,0,1.8905349114241295E-2,2.5912700758132972E-3,5.4627104655800767E-5,false,1.4061013247035344E-2,0,0,0,0,0,0]
[2028,122,{"$f":"IF(LOADPROFILE=0.1,Results_10PoE!C1629,IF(LOADPROFILE=0.5,Results_50PoE!C1629,\"Invalid Load Profile %\"))","v":0},82.994318181818187,55.32954545454546,27.66477272727273,0,0,105.28293537941293,0,0,0,0,0,1.8905349114241295E-2,2.5912700758132972E-3,5.4627104655800767E-5,false,1.4061013247035344E-2,0,0,0,0,0,0]
[2028,123,{"$f":"IF(LOADPROFILE=0.1,Results_10PoE!C1630,IF(LOADPROFILE=0.5,Results_50PoE!C1630,\"Invalid Load Profile %\"))","v":0},82.994318181818187,55.32954545454546,27.66477272727273,0,0,106.28293537941293,0,0,0,0,0,1.8905349114241295E-2,2.5912700758132972E-3,5.4627104655800767E-5,false,1.4061013247035344E-2,0,0,0,0,0,0]
[2028,124,{"$f":"IF(LOADPROFILE=0.1,Results_10PoE!C1631,IF(LOADPROFILE=0.5,Results_50PoE!C1631,\"Invalid Load Profile %\"))","v":0},82.994318181818187,55.32954545454546,27.66477272727273,0,0,107.28293537941293,0,0,0,0,0,1.8905349114241295E-2,2.5912700758132972E-3,5.4627104655800767E-5,false,1.4061013247035344E-2,0,0,0,0,0,0]
[2028,125,{"$f":"IF(LOADPROFILE=0.1,Results_10PoE!C1632,IF(LOADPROFILE=0.5,Results_50PoE!C1632,\"Invalid Load Profile %\"))","v":0},82.994318181818187,55.32954545454546,27.66477272727273,0,0,108.28293537941293,0,0,0,0,0,1.8905349114241295E-2,2.5912700758132972E-3,5.4627104655800767E-5,false,1.4061013247035344E-2,0,0,0,0,0,0]
[2028,126,{"$f":"IF(LOADPROFILE=0.1,Results_10PoE!C1633,IF(LOADPROFILE=0.5,Results_50PoE!C1633,\"Invalid Load Profile %\"))","v":0},82.994318181818187,55.32954545454546,27.66477272727273,0,0,109.28293537941293,0,0,0,0,0,1.8905349114241295E-2,2.5912700758132972E-3,5.4627104655800767E-5,false,1.4061013247035344E-2,0,0,0,0,0,0]
[2028,127,{"$f":"IF(LOADPROFILE=0.1,Results_10PoE!C1634,IF(LOADPROFILE=0.5,Results_50PoE!C1634,\"Invalid Load Profile %\"))","v":0},82.994318181818187,55.32954545454546,27.66477272727273,0,0,110.28293537941293,0,0,0,0,0,1.8905349114241295E-2,2.5912700758132972E-3,5.4627104655800767E-5,false,1.4061013247035344E-2,0,0,0,0,0,0]
[2028,128,{"$f":"IF(LOADPROFILE=0.1,Results_10PoE!C1635,IF(LOADPROFILE=0.5,Results_50PoE!C1635,\"Invalid Load Profile %\"))","v":0},82.994318181818187,55.32954545454546,27.66477272727273,0,0,111.28293537941293,0,0,0,0,0,1.8905349114241295E-2,2.5912700758132972E-3,5.4627104655800767E-5,false,1.4061013247035344E-2,0,0,0,0,0,0]
[2028,129,{"$f":"IF(LOADPROFILE=0.1,Results_10PoE!C1636,IF(LOADPROFILE=0.5,Results_50PoE!C1636,\"Invalid Load Profile %\"))","v":0},82.994318181818187,55.32954545454546,27.66477272727273,0,0,112.28293537941293,0,0,0,0,0,1.8905349114241295E-2,2.5912700758132972E-3,5.4627104655800767E-5,false,1.4061013247035344E-2,0,0,0,0,0,0]
[2028,130,{"$f":"IF(LOADPROFILE=0.1,Results_10PoE!C1637,IF(LOADPROFILE=0.5,Results_50PoE!C1637,\"Invalid Load Profile %\"))","v":0},82.994318181818187,55.32954545454546,27.66477272727273,0,0,113.28293537941293,0,0,0,0,0,1.8905349114241295E-2,2.5912700758132972E-3,5.4627104655800767E-5,false,1.4061013247035344E-2,0,0,0,0,0,0]
[2028,131,{"$f":"IF(LOADPROFILE=0.1,Results_10PoE!C1638,IF(LOADPROFILE=0.5,Results_50PoE!C1638,\"Invalid Load Profile %\"))","v":0},82.994318181818187,55.32954545454546,27.66477272727273,0,0,114.28293537941293,0,0,0,0,0,1.8905349114241295E-2,2.5912700758132972E-3,5.4627104655800767E-5,false,1.4061013247035344E-2,0,0,0,0,0,0]
[2028,132,{"$f":"IF(LOADPROFILE=0.1,Results_10PoE!C1639,IF(LOADPROFILE=0.5,Results_50PoE!C1639,\"Invalid Load Profile %\"))","v":0},82.994318181818187,55.32954545454546,27.66477272727273,0,0,115.28293537941293,0,0,0,0,0,1.8905349114241295E-2,2.5912700758132972E-3,5.4627104655800767E-5,false,1.4061013247035344E-2,0,0,0,0,0,0]
[2028,133,{"$f":"IF(LOADPROFILE=0.1,Results_10PoE!C1640,IF(LOADPROFILE=0.5,Results_50PoE!C1640,\"Invalid Load Profile %\"))","v":0},82.994318181818187,55.32954545454546,27.66477272727273,0,0,116.28293537941293,0,0,0,0,0,1.8905349114241295E-2,2.5912700758132972E-3,5.4627104655800767E-5,false,1.4061013247035344E-2,0,0,0,0,0,0]
[2028,134,{"$f":"IF(LOADPROFILE=0.1,Results_10PoE!C1641,IF(LOADPROFILE=0.5,Results_50PoE!C1641,\"Invalid Load Profile %\"))","v":0},82.994318181818187,55.32954545454546,27.66477272727273,0,0,117.28293537941293,0,0,0,0,0,1.8905349114241295E-2,2.5912700758132972E-3,5.4627104655800767E-5,false,1.4061013247035344E-2,0,0,0,0,0,0]
[2028,135,{"$f":"IF(LOADPROFILE=0.1,Results_10PoE!C1642,IF(LOADPROFILE=0.5,Results_50PoE!C1642,\"Invalid Load Profile %\"))","v":0},82.994318181818187,55.32954545454546,27.66477272727273,0,0,118.28293537941293,0,0,0,0,0,1.8905349114241295E-2,2.5912700758132972E-3,5.4627104655800767E-5,false,1.4061013247035344E-2,0,0,0,0,0,0]
[2028,136,{"$f":"IF(LOADPROFILE=0.1,Results_10PoE!C1643,IF(LOADPROFILE=0.5,Results_50PoE!C1643,\"Invalid Load Profile %\"))","v":0},82.994318181818187,55.32954545454546,27.66477272727273,0,0,119.28293537941293,0,0,0,0,0,1.8905349114241295E-2,2.5912700758132972E-3,5.4627104655800767E-5,false,1.4061013247035344E-2,0,0,0,0,0,0]
[2028,137,{"$f":"IF(LOADPROFILE=0.1,Results_10PoE!C1644,IF(LOADPROFILE=0.5,Results_50PoE!C1644,\"Invalid Load Profile %\"))","v":0},82.994318181818187,55.32954545454546,27.66477272727273,0,0,120.28293537941293,0,0,0,0,0,1.8905349114241295E-2,2.5912700758132972E-3,5.4627104655800767E-5,false,1.4061013247035344E-2,0,0,0,0,0,0]
[2028,138,{"$f":"IF(LOADPROFILE=0.1,Results_10PoE!C1645,IF(LOADPROFILE=0.5,Results_50PoE!C1645,\"Invalid Load Profile %\"))","v":0},82.994318181818187,55.32954545454546,27.66477272727273,0,0,121.28293537941293,0,0,0,0,0,1.8905349114241295E-2,2.5912700758132972E-3,5.4627104655800767E-5,false,1.4061013247035344E-2,0,0,0,0,0,0]
[2028,139,{"$f":"IF(LOADPROFILE=0.1,Results_10PoE!C1646,IF(LOADPROFILE=0.5,Results_50PoE!C1646,\"Invalid Load Profile %\"))","v":0},82.994318181818187,55.32954545454546,27.66477272727273,0,0,122.28293537941293,0,0,0,0,0,1.8905349114241295E-2,2.5912700758132972E-3,5.4627104655800767E-5,false,1.4061013247035344E-2,0,0,0,0,0,0]
[2028,140,{"$f":"IF(LOADPROFILE=0.1,Results_10PoE!C1647,IF(LOADPROFILE=0.5,Results_50PoE!C1647,\"Invalid Load Profile %\"))","v":0},82.994318181818187,55.32954545454546,27.66477272727273,0,0,123.28293537941293,0,0,0,0,0,1.8905349114241295E-2,2.5912700758132972E-3,5.4627104655800767E-5,false,1.4061013247035344E-2,0,0,0,0,0,0]
[2028,141,{"$f":"IF(LOADPROFILE=0.1,Results_10PoE!C1648,IF(LOADPROFILE=0.5,Results_50PoE!C1648,\"Invalid Load Profile %\"))","v":0},82.994318181818187,55.32954545454546,27.66477272727273,0,0,124.28293537941293,0,0,0,0,0,1.8905349114241295E-2,2.5912700758132972E-3,5.4627104655800767E-5,false,1.4061013247035344E-2,0,0,0,0,0,0]
[2028,142,{"$f":"IF(LOADPROFILE=0.1,Results_10PoE!C1649,IF(LOADPROFILE=0.5,Results_50PoE!C1649,\"Invalid Load Profile %\"))","v":0},82.994318181818187,55.32954545454546,27.66477272727273,0,0,125.28293537941293,0,0,0,0,0,1.8905349114241295E-2,2.5912700758132972E-3,5.4627104655800767E-5,false,1.4061013247035344E-2,0,0,0,0,0,0]
[2028,143,{"$f":"IF(LOADPROFILE=0.1,Results_10PoE!C1650,IF(LOADPROFILE=0.5,Results_50PoE!C1650,\"Invalid Load Profile %\"))","v":0},82.994318181818187,55.32954545454546,27.66477272727273,0,0,126.28293537941293,0,0,0,0,0,1.8905349114241295E-2,2.5912700758132972E-3,5.4627104655800767E-5,false,1.4061013247035344E-2,0,0,0,0,0,0]
[2028,144,{"$f":"IF(LOADPROFILE=0.1,Results_10PoE!C1651,IF(LOADPROFILE=0.5,Results_50PoE!C1651,\"Invalid Load Profile %\"))","v":0},82.994318181818187,55.32954545454546,27.66477272727273,0,0,127.28293537941293,0,0,0,0,0,1.8905349114241295E-2,2.5912700758132972E-3,5.4627104655800767E-5,false,1.4061013247035344E-2,0,0,0,0,0,0]
[2028,145,{"$f":"IF(LOADPROFILE=0.1,Results_10PoE!C1652,IF(LOADPROFILE=0.5,Results_50PoE!C1652,\"Invalid Load Profile %\"))","v":0},82.994318181818187,55.32954545454546,27.66477272727273,0,0,128.28293537941295,0,0,0,0,0,1.8905349114241295E-2,2.5912700758132972E-3,5.4627104655800767E-5,false,1.4061013247035344E-2,0,0,0,0,0,0]
[2028,146,{"$f":"IF(LOADPROFILE=0.1,Results_10PoE!C1653,IF(LOADPROFILE=0.5,Results_50PoE!C1653,\"Invalid Load Profile %\"))","v":0},82.994318181818187,55.32954545454546,27.66477272727273,0,0,129.28293537941295,0,0,0,0,0,1.8905349114241295E-2,2.5912700758132972E-3,5.4627104655800767E-5,false,1.4061013247035344E-2,0,0,0,0,0,0]
[2028,147,{"$f":"IF(LOADPROFILE=0.1,Results_10PoE!C1654,IF(LOADPROFILE=0.5,Results_50PoE!C1654,\"Invalid Load Profile %\"))","v":0},82.994318181818187,55.32954545454546,27.66477272727273,0,0,130.28293537941295,0,0,0,0,0,1.8905349114241295E-2,2.5912700758132972E-3,5.4627104655800767E-5,false,1.4061013247035344E-2,0,0,0,0,0,0]
[2028,148,{"$f":"IF(LOADPROFILE=0.1,Results_10PoE!C1655,IF(LOADPROFILE=0.5,Results_50PoE!C1655,\"Invalid Load Profile %\"))","v":0},82.994318181818187,55.32954545454546,27.66477272727273,0,0,131.28293537941295,0,0,0,0,0,1.8905349114241295E-2,2.5912700758132972E-3,5.4627104655800767E-5,false,1.4061013247035344E-2,0,0,0,0,0,0]
[2028,149,{"$f":"IF(LOADPROFILE=0.1,Results_10PoE!C1656,IF(LOADPROFILE=0.5,Results_50PoE!C1656,\"Invalid Load Profile %\"))","v":0},82.994318181818187,55.32954545454546,27.66477272727273,0,0,132.28293537941295,0,0,0,0,0,1.8905349114241295E-2,2.5912700758132972E-3,5.4627104655800767E-5,false,1.4061013247035344E-2,0,0,0,0,0,0]
[2028,150,{"$f":"IF(LOADPROFILE=0.1,Results_10PoE!C1657,IF(LOADPROFILE=0.5,Results_50PoE!C1657,\"Invalid Load Profile %\"))","v":0},82.994318181818187,55.32954545454546,27.66477272727273,0,0,133.28293537941295,0,0,0,0,0,1.8905349114241295E-2,2.5912700758132972E-3,5.4627104655800767E-5,false,1.4061013247035344E-2,0,0,0,0,0,0]
[2029,1,{"$f":"IF(LOADPROFILE=0.1,Results_10PoE!C1658,IF(LOADPROFILE=0.5,Results_50PoE!C1658,\"Invalid Load Profile %\"))","v":8677},82.994318181818187,55.32954545454546,27.66477272727273,0,0,0,0,0,0,0,0,1.9996359451116164E-2,2.7462847984940021E-3,5.8621354071186121E-5,false,1.4624179613907533E-2,0,0,0,0,0,0]
[2029,2,{"$f":"IF(LOADPROFILE=0.1,Results_10PoE!C1659,IF(LOADPROFILE=0.5,Results_50PoE!C1659,\"Invalid Load Profile %\"))","v":8590},82.994318181818187,55.32954545454546,27.66477272727273,0,0,0,0,0,0,0,0,1.9996359451116164E-2,2.7462847984940021E-3,5.8621354071186121E-5,false,1.4624179613907533E-2,0,0,0,0,0,0]
[2029,3,{"$f":"IF(LOADPROFILE=0.1,Results_10PoE!C1660,IF(LOADPROFILE=0.5,Results_50PoE!C1660,\"Invalid Load Profile %\"))","v":8455},82.994318181818187,55.32954545454546,27.66477272727273,0,0,0,0,0,0,0,0,1.9996359451116164E-2,2.7462847984940021E-3,5.8621354071186121E-5,false,1.4624179613907533E-2,0,0,0,0,0,0]
[2029,4,{"$f":"IF(LOADPROFILE=0.1,Results_10PoE!C1661,IF(LOADPROFILE=0.5,Results_50PoE!C1661,\"Invalid Load Profile %\"))","v":8288},82.994318181818187,55.32954545454546,27.66477272727273,0,0,0,0,0,0,0,0,1.9996359451116164E-2,2.7462847984940021E-3,5.8621354071186121E-5,false,1.4624179613907533E-2,0,0,0,0,0,0]
[2029,5,{"$f":"IF(LOADPROFILE=0.1,Results_10PoE!C1662,IF(LOADPROFILE=0.5,Results_50PoE!C1662,\"Invalid Load Profile %\"))","v":8110},82.994318181818187,55.32954545454546,27.66477272727273,0,0,0,0,0,0,0,0,1.9996359451116164E-2,2.7462847984940021E-3,5.8621354071186121E-5,false,1.4624179613907533E-2,0,0,0,0,0,0]
[2029,6,{"$f":"IF(LOADPROFILE=0.1,Results_10PoE!C1663,IF(LOADPROFILE=0.5,Results_50PoE!C1663,\"Invalid Load Profile %\"))","v":7890},82.994318181818187,55.32954545454546,27.66477272727273,0,0,0,0,0,0,0,0,1.9996359451116164E-2,2.7462847984940021E-3,5.8621354071186121E-5,false,1.4624179613907533E-2,0,0,0,0,0,0]
[2029,7,{"$f":"IF(LOADPROFILE=0.1,Results_10PoE!C1664,IF(LOADPROFILE=0.5,Results_50PoE!C1664,\"Invalid Load Profile %\"))","v":7585},82.994318181818187,55.32954545454546,27.66477272727273,0,0,0,0,0,0,0,0,1.9996359451116164E-2,2.7462847984940021E-3,5.8621354071186121E-5,false,1.4624179613907533E-2,0,0,0,0,0,0]
[2029,8,{"$f":"IF(LOADPROFILE=0.1,Results_10PoE!C1665,IF(LOADPROFILE=0.5,Results_50PoE!C1665,\"Invalid Load Profile %\"))","v":7235},82.994318181818187,55.32954545454546,27.66477272727273,0,0,0,0,0,0,0,0,1.9996359451116164E-2,2.7462847984940021E-3,5.8621354071186121E-5,false,1.4624179613907533E-2,0,0,0,0,0,0]
[2029,9,{"$f":"IF(LOADPROFILE=0.1,Results_10PoE!C1666,IF(LOADPROFILE=0.5,Results_50PoE!C1666,\"Invalid Load Profile %\"))","v":6889},82.994318181818187,55.32954545454546,27.66477272727273,0,0,0,0,0,0,0,0,1.9996359451116164E-2,2.7462847984940021E-3,5.8621354071186121E-5,false,1.4624179613907533E-2,0,0,0,0,0,0]
[2029,10,{"$f":"IF(LOADPROFILE=0.1,Results_10PoE!C1667,IF(LOADPROFILE=0.5,Results_50PoE!C1667,\"Invalid Load Profile %\"))","v":6574},82.994318181818187,55.32954545454546,27.66477272727273,0,0,0,0,0,0,0,0,1.9996359451116164E-2,2.7462847984940021E-3,5.8621354071186121E-5,false,1.4624179613907533E-2,0,0,0,0,0,0]
[2029,11,{"$f":"IF(LOADPROFILE=0.1,Results_10PoE!C1668,IF(LOADPROFILE=0.5,Results_50PoE!C1668,\"Invalid Load Profile %\"))","v":6215},82.994318181818187,55.32954545454546,27.66477272727273,0,0,0,0,0,0,0,0,1.9996359451116164E-2,2.7462847984940021E-3,5.8621354071186121E-5,false,1.4624179613907533E-2,0,0,0,0,0,0]
[2029,12,{"$f":"IF(LOADPROFILE=0.1,Results_10PoE!C1669,IF(LOADPROFILE=0.5,Results_50PoE!C1669,\"Invalid Load Profile %\"))","v":5884},82.994318181818187,55.32954545454546,27.66477272727273,0,0,0,0,0,0,0,0,1.9996359451116164E-2,2.7462847984940021E-3,5.8621354071186121E-5,false,1.4624179613907533E-2,0,0,0,0,0,0]
[2029,13,{"$f":"IF(LOADPROFILE=0.1,Results_10PoE!C1670,IF(LOADPROFILE=0.5,Results_50PoE!C1670,\"Invalid Load Profile %\"))","v":5512},82.994318181818187,55.32954545454546,27.66477272727273,0,0,0,0,0,0,0,0,1.9996359451116164E-2,2.7462847984940021E-3,5.8621354071186121E-5,false,1.4624179613907533E-2,0,0,0,0,0,0]
[2029,14,{"$f":"IF(LOADPROFILE=0.1,Results_10PoE!C1671,IF(LOADPROFILE=0.5,Results_50PoE!C1671,\"Invalid Load Profile %\"))","v":5139},82.994318181818187,55.32954545454546,27.66477272727273,0,0,0,0,0,0,0,0,1.9996359451116164E-2,2.7462847984940021E-3,5.8621354071186121E-5,false,1.4624179613907533E-2,0,0,0,0,0,0]
[2029,15,{"$f":"IF(LOADPROFILE=0.1,Results_10PoE!C1672,IF(LOADPROFILE=0.5,Results_50PoE!C1672,\"Invalid Load Profile %\"))","v":4843},82.994318181818187,55.32954545454546,27.66477272727273,0,0,0,0,0,0,0,0,1.9996359451116164E-2,2.7462847984940021E-3,5.8621354071186121E-5,false,1.4624179613907533E-2,0,0,0,0,0,0]
[2029,16,{"$f":"IF(LOADPROFILE=0.1,Results_10PoE!C1673,IF(LOADPROFILE=0.5,Results_50PoE!C1673,\"Invalid Load Profile %\"))","v":4597},{"$f":"VLOOKUP($A1702,$Q$4:$AB$26,6,FALSE)","v":82.994318181818187},{"$f":"VLOOKUP($A1702,$Q$4:$AB$26,7,FALSE)","v":55.32954545454546},{"$f":"VLOOKUP($A1702,$Q$4:$AB$26,9,FALSE)","v":27.66477272727273},{"$f":"VLOOKUP($A1702,$Q$4:$AB$26,10,FALSE)","v":0},{"$f":"VLOOKUP($A1702,$Q$4:$AB$26,11,FALSE)","v":0},{"$f":"IF(B1702-VLOOKUP(A1702,$Q$4:$AB$26,12,FALSE)<0,0,B1702-VLOOKUP(A1702,$Q$4:$AB$26,12,FALSE))","v":0},{"$f":"IF(B1702=150,0,IF(IF($I1702>D1702,($I1702-D1702)*($C1702-$C1703),0)<0,0,IF($I1702>D1702,($I1702-D1702)*($C1702-$C1703),0)))*$Y$30","v":0},{"$f":"IF(C1702=150,0,IF(IF($I1702>E1702,($I1702-E1702)*($C1702-$C1703),0)<0,0,IF($I1702>E1702,($I1702-E1702)*($C1702-$C1703),0)))*$Y$30","v":0},{"$f":"IF(D1702=150,0,IF(IF($I1702>F1702,($I1702-F1702)*($C1702-$C1703),0)<0,0,IF($I1702>F1702,($I1702-F1702)*($C1702-$C1703),0)))*$Y$30","v":0},{"$f":"IF(E1702=150,0,IF(IF($I1702>G1702,($I1702-G1702)*($C1702-$C1703),0)<0,0,IF($I1702>G1702,($I1702-G1702)*($C1702-$C1703),0)))*$Y$30","v":0},{"$f":"IF(F1702=150,0,IF(IF($I1702>H1702,($I1702-H1702)*($C1702-$C1703),0)<0,0,IF($I1702>H1702,($I1702-H1702)*($C1702-$C1703),0)))*$Y$30","v":0},{"$f":"VLOOKUP($A1702, $Q$4:$BB$26,33,FALSE)","v":1.9996359451116164E-2},{"$f":"VLOOKUP($A1702, $Q$4:$BB$26,34,FALSE)","v":2.7462847984940021E-3},{"$f":"VLOOKUP($A1702, $Q$4:$BB$26,35,FALSE)","v":5.8621354071186121E-5},{"$f":"VLOOKUP($A1702, $Q$4:$BB$26,36,FALSE)","v":false},{"$f":"VLOOKUP($A1702, $Q$4:$BB$26,37,FALSE)","v":1.4624179613907533E-2},{"$f":"J1702*1000*($S$34/365)","v":0},{"$f":"O1702*K1702*1000*($T$34/365)","v":0},{"$f":"P1702*L1702*1000*($U$34/365)","v":0},{"$f":"Q1702*M1702*1000*($V$34/365)","v":0},{"$f":"R1702*N1702*1000*($W$34/365)","v":0},{"$f":"S1702*K1702*1000*($X$34/365)","v":0}]
[2029,17,{"$f":"IF(LOADPROFILE=0.1,Results_10PoE!C1674,IF(LOADPROFILE=0.5,Results_50PoE!C1674,\"Invalid Load Profile %\"))","v":4387},82.994318181818187,55.32954545454546,27.66477272727273,0,0,0.46718463984936776,0,0,0,73.21019108447372,73.21019108447372,1.9996359451116164E-2,2.7462847984940021E-3,5.8621354071186121E-5,false,1.4624179613907533E-2,0,0,0,1.3545249244454278,0,0]
[2029,18,{"$f":"IF(LOADPROFILE=0.1,Results_10PoE!C1675,IF(LOADPROFILE=0.5,Results_50PoE!C1675,\"Invalid Load Profile %\"))","v":4229},82.994318181818187,55.32954545454546,27.66477272727273,0,0,1.4671846398493678,0,0,0,269.20455127056647,269.20455127056647,1.9996359451116164E-2,2.7462847984940021E-3,5.8621354071186121E-5,false,1.4624179613907533E-2,0,0,0,4.9807857221596894,0,0]
[2029,19,{"$f":"IF(LOADPROFILE=0.1,Results_10PoE!C1676,IF(LOADPROFILE=0.5,Results_50PoE!C1676,\"Invalid Load Profile %\"))","v":4044},82.994318181818187,55.32954545454546,27.66477272727273,0,0,2.4671846398493678,0,0,0,313.21137067778085,313.21137067778085,1.9996359451116164E-2,2.7462847984940021E-3,5.8621354071186121E-5,false,1.4624179613907533E-2,0,0,0,5.794993865174388,0,0]
[2029,20,{"$f":"IF(LOADPROFILE=0.1,Results_10PoE!C1677,IF(LOADPROFILE=0.5,Results_50PoE!C1677,\"Invalid Load Profile %\"))","v":3916},82.994318181818187,55.32954545454546,27.66477272727273,0,0,3.4671846398493678,0,0,0,412.65215162912034,412.65215162912034,1.9996359451116164E-2,2.7462847984940021E-3,5.8621354071186121E-5,false,1.4624179613907533E-2,0,0,0,7.6348335693146128,0,0]
[2029,21,{"$f":"IF(LOADPROFILE=0.1,Results_10PoE!C1678,IF(LOADPROFILE=0.5,Results_50PoE!C1678,\"Invalid Load Profile %\"))","v":3796},82.994318181818187,55.32954545454546,27.66477272727273,0,0,4.4671846398493678,0,0,0,540.52978730195139,540.52978730195139,1.9996359451116164E-2,2.7462847984940021E-3,5.8621354071186121E-5,false,1.4624179613907533E-2,0,0,0,10.000808063195372,0,0]
[2029,22,{"$f":"IF(LOADPROFILE=0.1,Results_10PoE!C1679,IF(LOADPROFILE=0.5,Results_50PoE!C1679,\"Invalid Load Profile %\"))","v":3674},82.994318181818187,55.32954545454546,27.66477272727273,0,0,5.4671846398493678,0,0,0,688.64176773373561,688.64176773373561,1.9996359451116164E-2,2.7462847984940021E-3,5.8621354071186121E-5,false,1.4624179613907533E-2,0,0,0,12.741155631368468,0,0]
[2029,23,{"$f":"IF(LOADPROFILE=0.1,Results_10PoE!C1680,IF(LOADPROFILE=0.5,Results_50PoE!C1680,\"Invalid Load Profile %\"))","v":3547},82.994318181818187,55.32954545454546,27.66477272727273,0,0,6.4671846398493678,0,0,0,936.47031222368753,936.47031222368753,1.9996359451116164E-2,2.7462847984940021E-3,5.8621354071186121E-5,false,1.4624179613907533E-2,0,0,0,17.326445404937502,0,0]
[2029,24,{"$f":"IF(LOADPROFILE=0.1,Results_10PoE!C1681,IF(LOADPROFILE=0.5,Results_50PoE!C1681,\"Invalid Load Profile %\"))","v":3401},82.994318181818187,55.32954545454546,27.66477272727273,0,0,7.4671846398493678,0,0,0,918.3420553740541,918.3420553740541,1.9996359451116164E-2,2.7462847984940021E-3,5.8621354071186121E-5,false,1.4624179613907533E-2,0,0,0,16.991038880574742,0,0]
[2029,25,{"$f":"IF(LOADPROFILE=0.1,Results_10PoE!C1682,IF(LOADPROFILE=0.5,Results_50PoE!C1682,\"Invalid Load Profile %\"))","v":3277},82.994318181818187,55.32954545454546,27.66477272727273,0,0,8.4671846398493678,0,0,0,1049.7235517944,1049.7235517944,1.9996359451116164E-2,2.7462847984940021E-3,5.8621354071186121E-5,false,1.4624179613907533E-2,0,0,0,19.421841325919509,0,0]
[2029,26,{"$f":"IF(LOADPROFILE=0.1,Results_10PoE!C1683,IF(LOADPROFILE=0.5,Results_50PoE!C1683,\"Invalid Load Profile %\"))","v":3152},82.994318181818187,55.32954545454546,27.66477272727273,0,0,9.4671846398493678,0,0,0,1107.9719163189695,1107.9719163189695,1.9996359451116164E-2,2.7462847984940021E-3,5.8621354071186121E-5,false,1.4624179613907533E-2,0,0,0,20.499544585369748,0,0]
[2029,27,{"$f":"IF(LOADPROFILE=0.1,Results_10PoE!C1684,IF(LOADPROFILE=0.5,Results_50PoE!C1684,\"Invalid Load Profile %\"))","v":3034},82.994318181818187,55.32954545454546,27.66477272727273,0,0,10.467184639849368,0,0,0,1443.0141285120299,1443.0141285120299,1.9996359451116164E-2,2.7462847984940021E-3,5.8621354071186121E-5,false,1.4624179613907533E-2,0,0,0,26.698449689075723,0,0]
[2029,28,{"$f":"IF(LOADPROFILE=0.1,Results_10PoE!C1685,IF(LOADPROFILE=0.5,Results_50PoE!C1685,\"Invalid Load Profile %\"))","v":2895},82.994318181818187,55.32954545454546,27.66477272727273,0,0,11.467184639849368,0,0,0,1489.8892923317765,1489.8892923317765,1.9996359451116164E-2,2.7462847984940021E-3,5.8621354071186121E-5,false,1.4624179613907533E-2,0,0,0,27.565727547400762,0,0]
[2029,29,{"$f":"IF(LOADPROFILE=0.1,Results_10PoE!C1686,IF(LOADPROFILE=0.5,Results_50PoE!C1686,\"Invalid Load Profile %\"))","v":2764},82.994318181818187,55.32954545454546,27.66477272727273,0,0,12.467184639849368,0,0,0,1632.18063381717,1632.18063381717,1.9996359451116164E-2,2.7462847984940021E-3,5.8621354071186121E-5,false,1.4624179613907533E-2,0,0,0,30.198382451310945,0,0]
[2029,30,{"$f":"IF(LOADPROFILE=0.1,Results_10PoE!C1687,IF(LOADPROFILE=0.5,Results_50PoE!C1687,\"Invalid Load Profile %\"))","v":2632},82.994318181818187,55.32954545454546,27.66477272727273,0,0,13.467184639849368,0,0,0,1776.4555834962084,1776.4555834962084,1.9996359451116164E-2,2.7462847984940021E-3,5.8621354071186121E-5,false,1.4624179613907533E-2,0,0,0,32.867737802233016,0,0]
[2029,31,{"$f":"IF(LOADPROFILE=0.1,Results_10PoE!C1688,IF(LOADPROFILE=0.5,Results_50PoE!C1688,\"Invalid Load Profile %\"))","v":2499},82.994318181818187,55.32954545454546,27.66477272727273,0,0,14.467184639849368,0,0,0,1994.4572063453434,1994.4572063453434,1.9996359451116164E-2,2.7462847984940021E-3,5.8621354071186121E-5,false,1.4624179613907533E-2,0,0,0,36.901173958382174,0,0]
[2029,32,{"$f":"IF(LOADPROFILE=0.1,Results_10PoE!C1689,IF(LOADPROFILE=0.5,Results_50PoE!C1689,\"Invalid Load Profile %\"))","v":2360},82.994318181818187,55.32954545454546,27.66477272727273,0,0,15.467184639849368,0,0,0,2362.4242321853631,2362.4242321853631,1.9996359451116164E-2,2.7462847984940021E-3,5.8621354071186121E-5,false,1.4624179613907533E-2,0,0,0,43.709249452943553,0,0]
[2029,33,{"$f":"IF(LOADPROFILE=0.1,Results_10PoE!C1690,IF(LOADPROFILE=0.5,Results_50PoE!C1690,\"Invalid Load Profile %\"))","v":2206},82.994318181818187,55.32954545454546,27.66477272727273,0,0,16.467184639849368,0,0,0,2580.4909478517698,2580.4909478517698,1.9996359451116164E-2,2.7462847984940021E-3,5.8621354071186121E-5,false,1.4624179613907533E-2,0,0,0,47.74388994747909,0,0]
[2029,34,{"$f":"IF(LOADPROFILE=0.1,Results_10PoE!C1691,IF(LOADPROFILE=0.5,Results_50PoE!C1691,\"Invalid Load Profile %\"))","v":2048},82.994318181818187,55.32954545454546,27.66477272727273,0,0,17.467184639849368,0,0,0,3135.6485767221543,3135.6485767221543,1.9996359451116164E-2,2.7462847984940021E-3,5.8621354071186121E-5,false,1.4624179613907533E-2,0,0,0,58.015340331118885,0,0]
[2029,35,{"$f":"IF(LOADPROFILE=0.1,Results_10PoE!C1692,IF(LOADPROFILE=0.5,Results_50PoE!C1692,\"Invalid Load Profile %\"))","v":1867},82.994318181818187,55.32954545454546,27.66477272727273,0,0,18.467184639849368,0,0,0,3809.6925115766953,3809.6925115766953,1.9996359451116164E-2,2.7462847984940021E-3,5.8621354071186121E-5,false,1.4624179613907533E-2,0,0,0,70.486408858699534,0,0]
[2029,36,{"$f":"IF(LOADPROFILE=0.1,Results_10PoE!C1693,IF(LOADPROFILE=0.5,Results_50PoE!C1693,\"Invalid Load Profile %\"))","v":1659},82.994318181818187,55.32954545454546,27.66477272727273,0,0,19.467184639849368,0,0,0,4884.8312702889016,4884.8312702889016,1.9996359451116164E-2,2.7462847984940021E-3,5.8621354071186121E-5,false,1.4624179613907533E-2,0,0,0,90.378478860711212,0,0]
[2029,37,{"$f":"IF(LOADPROFILE=0.1,Results_10PoE!C1694,IF(LOADPROFILE=0.5,Results_50PoE!C1694,\"Invalid Load Profile %\"))","v":1406},82.994318181818187,55.32954545454546,27.66477272727273,0,0,20.467184639849368,0,0,0,4729.7689552604888,4729.7689552604888,1.9996359451116164E-2,2.7462847984940021E-3,5.8621354071186121E-5,false,1.4624179613907533E-2,0,0,0,87.509537154141384,0,0]
[2029,38,{"$f":"IF(LOADPROFILE=0.1,Results_10PoE!C1695,IF(LOADPROFILE=0.5,Results_50PoE!C1695,\"Invalid Load Profile %\"))","v":1173},82.994318181818187,55.32954545454546,27.66477272727273,0,0,21.467184639849368,0,0,0,4790.5293764357521,4790.5293764357521,1.9996359451116164E-2,2.7462847984940021E-3,5.8621354071186121E-5,false,1.4624179613907533E-2,0,0,0,88.633718141549707,0,0]
[2029,39,{"$f":"IF(LOADPROFILE=0.1,Results_10PoE!C1696,IF(LOADPROFILE=0.5,Results_50PoE!C1696,\"Invalid Load Profile %\"))","v":948},82.994318181818187,55.32954545454546,27.66477272727273,0,0,22.467184639849368,0,0,0,3609.8534147189871,3609.8534147189871,1.9996359451116164E-2,2.7462847984940021E-3,5.8621354071186121E-5,false,1.4624179613907533E-2,0,0,0,66.789013269879163,0,0]
[2029,40,{"$f":"IF(LOADPROFILE=0.1,Results_10PoE!C1697,IF(LOADPROFILE=0.5,Results_50PoE!C1697,\"Invalid Load Profile %\"))","v":786},82.994318181818187,55.32954545454546,27.66477272727273,0,0,23.467184639849368,0,0,0,3374.8532306704556,3374.8532306704556,1.9996359451116164E-2,2.7462847984940021E-3,5.8621354071186121E-5,false,1.4624179613907533E-2,0,0,0,62.441072063501053,0,0]
[2029,41,{"$f":"IF(LOADPROFILE=0.1,Results_10PoE!C1698,IF(LOADPROFILE=0.5,Results_50PoE!C1698,\"Invalid Load Profile %\"))","v":641},82.994318181818187,55.32954545454546,27.66477272727273,0,0,24.467184639849368,0,0,0,2742.1318978772292,2742.1318978772292,1.9996359451116164E-2,2.7462847984940021E-3,5.8621354071186121E-5,false,1.4624179613907533E-2,0,0,0,50.734548657383165,0,0]
[2029,42,{"$f":"IF(LOADPROFILE=0.1,Results_10PoE!C1699,IF(LOADPROFILE=0.5,Results_50PoE!C1699,\"Invalid Load Profile %\"))","v":528},82.994318181818187,55.32954545454546,27.66477272727273,0,0,25.467184639849368,0,0,0,2424.8119737924299,2424.8119737924299,1.9996359451116164E-2,2.7462847984940021E-3,5.8621354071186121E-5,false,1.4624179613907533E-2,0,0,0,44.863538900011463,0,0]
[2029,43,{"$f":"IF(LOADPROFILE=0.1,Results_10PoE!C1700,IF(LOADPROFILE=0.5,Results_50PoE!C1700,\"Invalid Load Profile %\"))","v":432},82.994318181818187,55.32954545454546,27.66477272727273,0,0,26.467184639849368,0,0,0,2310.0230698301075,2310.0230698301075,1.9996359451116164E-2,2.7462847984940021E-3,5.8621354071186121E-5,false,1.4624179613907533E-2,0,0,0,42.739730326867168,0,0]
[2029,44,{"$f":"IF(LOADPROFILE=0.1,Results_10PoE!C1701,IF(LOADPROFILE=0.5,Results_50PoE!C1701,\"Invalid Load Profile %\"))","v":344},82.994318181818187,55.32954545454546,27.66477272727273,0,0,27.467184639849368,0,0,0,1961.4287702867632,1961.4287702867632,1.9996359451116164E-2,2.7462847984940021E-3,5.8621354071186121E-5,false,1.4624179613907533E-2,0,0,0,36.290086359864944,0,0]
[2029,45,{"$f":"IF(LOADPROFILE=0.1,Results_10PoE!C1702,IF(LOADPROFILE=0.5,Results_50PoE!C1702,\"Invalid Load Profile %\"))","v":272},82.994318181818187,55.32954545454546,27.66477272727273,0,0,28.467184639849368,0,0,61.27932751191728,2174.00801701201,2174.00801701201,1.9996359451116164E-2,2.7462847984940021E-3,5.8621354071186121E-5,false,1.4624179613907533E-2,0,0,66.394054595998824,40.223198455924575,0,0]
[2029,46,{"$f":"IF(LOADPROFILE=0.1,Results_10PoE!C1703,IF(LOADPROFILE=0.5,Results_50PoE!C1703,\"Invalid Load Profile %\"))","v":195},82.994318181818187,55.32954545454546,27.66477272727273,0,0,29.467184639849368,0,0,87.594336433704726,1432.0580479337639,1432.0580479337639,1.9996359451116164E-2,2.7462847984940021E-3,5.8621354071186121E-5,false,1.4624179613907533E-2,0,0,94.905466355659101,26.495741787379767,0,0]
[2029,47,{"$f":"IF(LOADPROFILE=0.1,Results_10PoE!C1704,IF(LOADPROFILE=0.5,Results_50PoE!C1704,\"Invalid Load Profile %\"))","v":146},82.994318181818187,55.32954545454546,27.66477272727273,0,0,30.467184639849368,0,0,144.53106802564065,1571.3088843114176,1571.3088843114176,1.9996359451116164E-2,2.7462847984940021E-3,5.8621354071186121E-5,false,1.4624179613907533E-2,0,0,156.59446686072437,29.07214168238572,0,0]
[2029,48,{"$f":"IF(LOADPROFILE=0.1,Results_10PoE!C1705,IF(LOADPROFILE=0.5,Results_50PoE!C1705,\"Invalid Load Profile %\"))","v":94},82.994318181818187,55.32954545454546,27.66477272727273,0,0,31.467184639849368,0,0,165.93489935880928,1373.2084362160053,1373.2084362160053,1.9996359451116164E-2,2.7462847984940021E-3,5.8621354071186121E-5,false,1.4624179613907533E-2,0,0,179.78478574634829,25.406914334741892,0,0]
[2029,49,{"$f":"IF(LOADPROFILE=0.1,Results_10PoE!C1706,IF(LOADPROFILE=0.5,Results_50PoE!C1706,\"Invalid Load Profile %\"))","v":50},82.994318181818187,55.32954545454546,27.66477272727273,0,0,32.467184639849364,0,0,80.971880761886126,547.41847454762103,547.41847454762103,1.9996359451116164E-2,2.7462847984940021E-3,5.8621354071186121E-5,false,1.4624179613907533E-2,0,0,87.730262232395887,10.128261610751373,0,0]
[2029,50,{"$f":"IF(LOADPROFILE=0.1,Results_10PoE!C1707,IF(LOADPROFILE=0.5,Results_50PoE!C1707,\"Invalid Load Profile %\"))","v":33},82.994318181818187,55.32954545454546,27.66477272727273,0,0,33.467184639849364,0,0,97.832550407868737,564.27914419360354,564.27914419360354,1.9996359451116164E-2,2.7462847984940021E-3,5.8621354071186121E-5,false,1.4624179613907533E-2,0,0,105.99822088097545,10.440215410352467,0,0]
[2029,51,{"$f":"IF(LOADPROFILE=0.1,Results_10PoE!C1708,IF(LOADPROFILE=0.5,Results_50PoE!C1708,\"Invalid Load Profile %\"))","v":16},82.994318181818187,55.32954545454546,27.66477272727273,0,0,34.467184639849364,0,0,33.73330001583863,170.92347465870182,170.92347465870182,1.9996359451116164E-2,2.7462847984940021E-3,5.8621354071186121E-5,false,1.4624179613907533E-2,0,0,36.548876332222072,3.1624027088098723,0,0]
[2029,52,{"$f":"IF(LOADPROFILE=0.1,Results_10PoE!C1709,IF(LOADPROFILE=0.5,Results_50PoE!C1709,\"Invalid Load Profile %\"))","v":11},82.994318181818187,55.32954545454546,27.66477272727273,0,0,35.467184639849364,0,0,38.692320499951158,175.88249514281435,175.88249514281435,1.9996359451116164E-2,2.7462847984940021E-3,5.8621354071186121E-5,false,1.4624179613907533E-2,0,0,41.921805346510183,3.2541538263396061,0,0]
[2029,53,{"$f":"IF(LOADPROFILE=0.1,Results_10PoE!C1710,IF(LOADPROFILE=0.5,Results_50PoE!C1710,\"Invalid Load Profile %\"))","v":6},82.994318181818187,55.32954545454546,27.66477272727273,0,0,36.467184639849364,0,0,34.921072787250957,144.67321250154151,144.67321250154151,1.9996359451116164E-2,2.7462847984940021E-3,5.8621354071186121E-5,false,1.4624179613907533E-2,0,0,37.835787488638637,2.6767239550954729,0,0]
[2029,54,{"$f":"IF(LOADPROFILE=0.1,Results_10PoE!C1711,IF(LOADPROFILE=0.5,Results_50PoE!C1711,\"Invalid Load Profile %\"))","v":2},82.994318181818187,55.32954545454546,27.66477272727273,0,0,37.467184639849364,0,0,19.444144587270493,74.320214444415768,74.320214444415768,1.9996359451116164E-2,2.7462847984940021E-3,5.8621354071186121E-5,false,1.4624179613907533E-2,0,0,21.067065350034561,1.3750624245596301,0,0]
[2029,55,{"$f":"IF(LOADPROFILE=0.1,Results_10PoE!C1712,IF(LOADPROFILE=0.5,Results_50PoE!C1712,\"Invalid Load Profile %\"))","v":0},82.994318181818187,55.32954545454546,27.66477272727273,0,0,38.467184639849364,0,0,0,0,0,1.9996359451116164E-2,2.7462847984940021E-3,5.8621354071186121E-5,false,1.4624179613907533E-2,0,0,0,0,0,0]
[2029,56,{"$f":"IF(LOADPROFILE=0.1,Results_10PoE!C1713,IF(LOADPROFILE=0.5,Results_50PoE!C1713,\"Invalid Load Profile %\"))","v":0},82.994318181818187,55.32954545454546,27.66477272727273,0,0,39.467184639849364,0,0,0,0,0,1.9996359451116164E-2,2.7462847984940021E-3,5.8621354071186121E-5,false,1.4624179613907533E-2,0,0,0,0,0,0]
[2029,57,{"$f":"IF(LOADPROFILE=0.1,Results_10PoE!C1714,IF(LOADPROFILE=0.5,Results_50PoE!C1714,\"Invalid Load Profile %\"))","v":0},82.994318181818187,55.32954545454546,27.66477272727273,0,0,40.467184639849364,0,0,0,0,0,1.9996359451116164E-2,2.7462847984940021E-3,5.8621354071186121E-5,false,1.4624179613907533E-2,0,0,0,0,0,0]
[2029,58,{"$f":"IF(LOADPROFILE=0.1,Results_10PoE!C1715,IF(LOADPROFILE=0.5,Results_50PoE!C1715,\"Invalid Load Profile %\"))","v":0},82.994318181818187,55.32954545454546,27.66477272727273,0,0,41.467184639849364,0,0,0,0,0,1.9996359451116164E-2,2.7462847984940021E-3,5.8621354071186121E-5,false,1.4624179613907533E-2,0,0,0,0,0,0]
[2029,59,{"$f":"IF(LOADPROFILE=0.1,Results_10PoE!C1716,IF(LOADPROFILE=0.5,Results_50PoE!C1716,\"Invalid Load Profile %\"))","v":0},82.994318181818187,55.32954545454546,27.66477272727273,0,0,42.467184639849364,0,0,0,0,0,1.9996359451116164E-2,2.7462847984940021E-3,5.8621354071186121E-5,false,1.4624179613907533E-2,0,0,0,0,0,0]
[2029,60,{"$f":"IF(LOADPROFILE=0.1,Results_10PoE!C1717,IF(LOADPROFILE=0.5,Results_50PoE!C1717,\"Invalid Load Profile %\"))","v":0},82.994318181818187,55.32954545454546,27.66477272727273,0,0,43.467184639849364,0,0,0,0,0,1.9996359451116164E-2,2.7462847984940021E-3,5.8621354071186121E-5,false,1.4624179613907533E-2,0,0,0,0,0,0]
[2029,61,{"$f":"IF(LOADPROFILE=0.1,Results_10PoE!C1718,IF(LOADPROFILE=0.5,Results_50PoE!C1718,\"Invalid Load Profile %\"))","v":0},82.994318181818187,55.32954545454546,27.66477272727273,0,0,44.467184639849364,0,0,0,0,0,1.9996359451116164E-2,2.7462847984940021E-3,5.8621354071186121E-5,false,1.4624179613907533E-2,0,0,0,0,0,0]
[2029,62,{"$f":"IF(LOADPROFILE=0.1,Results_10PoE!C1719,IF(LOADPROFILE=0.5,Results_50PoE!C1719,\"Invalid Load Profile %\"))","v":0},82.994318181818187,55.32954545454546,27.66477272727273,0,0,45.467184639849364,0,0,0,0,0,1.9996359451116164E-2,2.7462847984940021E-3,5.8621354071186121E-5,false,1.4624179613907533E-2,0,0,0,0,0,0]
[2029,63,{"$f":"IF(LOADPROFILE=0.1,Results_10PoE!C1720,IF(LOADPROFILE=0.5,Results_50PoE!C1720,\"Invalid Load Profile %\"))","v":0},82.994318181818187,55.32954545454546,27.66477272727273,0,0,46.467184639849364,0,0,0,0,0,1.9996359451116164E-2,2.7462847984940021E-3,5.8621354071186121E-5,false,1.4624179613907533E-2,0,0,0,0,0,0]
[2029,64,{"$f":"IF(LOADPROFILE=0.1,Results_10PoE!C1721,IF(LOADPROFILE=0.5,Results_50PoE!C1721,\"Invalid Load Profile %\"))","v":0},82.994318181818187,55.32954545454546,27.66477272727273,0,0,47.467184639849364,0,0,0,0,0,1.9996359451116164E-2,2.7462847984940021E-3,5.8621354071186121E-5,false,1.4624179613907533E-2,0,0,0,0,0,0]
[2029,65,{"$f":"IF(LOADPROFILE=0.1,Results_10PoE!C1722,IF(LOADPROFILE=0.5,Results_50PoE!C1722,\"Invalid Load Profile %\"))","v":0},82.994318181818187,55.32954545454546,27.66477272727273,0,0,48.467184639849364,0,0,0,0,0,1.9996359451116164E-2,2.7462847984940021E-3,5.8621354071186121E-5,false,1.4624179613907533E-2,0,0,0,0,0,0]
[2029,66,{"$f":"IF(LOADPROFILE=0.1,Results_10PoE!C1723,IF(LOADPROFILE=0.5,Results_50PoE!C1723,\"Invalid Load Profile %\"))","v":0},82.994318181818187,55.32954545454546,27.66477272727273,0,0,49.467184639849364,0,0,0,0,0,1.9996359451116164E-2,2.7462847984940021E-3,5.8621354071186121E-5,false,1.4624179613907533E-2,0,0,0,0,0,0]
[2029,67,{"$f":"IF(LOADPROFILE=0.1,Results_10PoE!C1724,IF(LOADPROFILE=0.5,Results_50PoE!C1724,\"Invalid Load Profile %\"))","v":0},82.994318181818187,55.32954545454546,27.66477272727273,0,0,50.467184639849364,0,0,0,0,0,1.9996359451116164E-2,2.7462847984940021E-3,5.8621354071186121E-5,false,1.4624179613907533E-2,0,0,0,0,0,0]
[2029,68,{"$f":"IF(LOADPROFILE=0.1,Results_10PoE!C1725,IF(LOADPROFILE=0.5,Results_50PoE!C1725,\"Invalid Load Profile %\"))","v":0},82.994318181818187,55.32954545454546,27.66477272727273,0,0,51.467184639849364,0,0,0,0,0,1.9996359451116164E-2,2.7462847984940021E-3,5.8621354071186121E-5,false,1.4624179613907533E-2,0,0,0,0,0,0]
[2029,69,{"$f":"IF(LOADPROFILE=0.1,Results_10PoE!C1726,IF(LOADPROFILE=0.5,Results_50PoE!C1726,\"Invalid Load Profile %\"))","v":0},82.994318181818187,55.32954545454546,27.66477272727273,0,0,52.467184639849364,0,0,0,0,0,1.9996359451116164E-2,2.7462847984940021E-3,5.8621354071186121E-5,false,1.4624179613907533E-2,0,0,0,0,0,0]
[2029,70,{"$f":"IF(LOADPROFILE=0.1,Results_10PoE!C1727,IF(LOADPROFILE=0.5,Results_50PoE!C1727,\"Invalid Load Profile %\"))","v":0},82.994318181818187,55.32954545454546,27.66477272727273,0,0,53.467184639849364,0,0,0,0,0,1.9996359451116164E-2,2.7462847984940021E-3,5.8621354071186121E-5,false,1.4624179613907533E-2,0,0,0,0,0,0]
[2029,71,{"$f":"IF(LOADPROFILE=0.1,Results_10PoE!C1728,IF(LOADPROFILE=0.5,Results_50PoE!C1728,\"Invalid Load Profile %\"))","v":0},82.994318181818187,55.32954545454546,27.66477272727273,0,0,54.467184639849364,0,0,0,0,0,1.9996359451116164E-2,2.7462847984940021E-3,5.8621354071186121E-5,false,1.4624179613907533E-2,0,0,0,0,0,0]
[2029,72,{"$f":"IF(LOADPROFILE=0.1,Results_10PoE!C1729,IF(LOADPROFILE=0.5,Results_50PoE!C1729,\"Invalid Load Profile %\"))","v":0},82.994318181818187,55.32954545454546,27.66477272727273,0,0,55.467184639849364,0,0,0,0,0,1.9996359451116164E-2,2.7462847984940021E-3,5.8621354071186121E-5,false,1.4624179613907533E-2,0,0,0,0,0,0]
[2029,73,{"$f":"IF(LOADPROFILE=0.1,Results_10PoE!C1730,IF(LOADPROFILE=0.5,Results_50PoE!C1730,\"Invalid Load Profile %\"))","v":0},82.994318181818187,55.32954545454546,27.66477272727273,0,0,56.467184639849364,0,0,0,0,0,1.9996359451116164E-2,2.7462847984940021E-3,5.8621354071186121E-5,false,1.4624179613907533E-2,0,0,0,0,0,0]
[2029,74,{"$f":"IF(LOADPROFILE=0.1,Results_10PoE!C1731,IF(LOADPROFILE=0.5,Results_50PoE!C1731,\"Invalid Load Profile %\"))","v":0},82.994318181818187,55.32954545454546,27.66477272727273,0,0,57.467184639849364,0,0,0,0,0,1.9996359451116164E-2,2.7462847984940021E-3,5.8621354071186121E-5,false,1.4624179613907533E-2,0,0,0,0,0,0]
[2029,75,{"$f":"IF(LOADPROFILE=0.1,Results_10PoE!C1732,IF(LOADPROFILE=0.5,Results_50PoE!C1732,\"Invalid Load Profile %\"))","v":0},82.994318181818187,55.32954545454546,27.66477272727273,0,0,58.467184639849364,0,0,0,0,0,1.9996359451116164E-2,2.7462847984940021E-3,5.8621354071186121E-5,false,1.4624179613907533E-2,0,0,0,0,0,0]
[2029,76,{"$f":"IF(LOADPROFILE=0.1,Results_10PoE!C1733,IF(LOADPROFILE=0.5,Results_50PoE!C1733,\"Invalid Load Profile %\"))","v":0},82.994318181818187,55.32954545454546,27.66477272727273,0,0,59.467184639849364,0,0,0,0,0,1.9996359451116164E-2,2.7462847984940021E-3,5.8621354071186121E-5,false,1.4624179613907533E-2,0,0,0,0,0,0]
[2029,77,{"$f":"IF(LOADPROFILE=0.1,Results_10PoE!C1734,IF(LOADPROFILE=0.5,Results_50PoE!C1734,\"Invalid Load Profile %\"))","v":0},82.994318181818187,55.32954545454546,27.66477272727273,0,0,60.467184639849364,0,0,0,0,0,1.9996359451116164E-2,2.7462847984940021E-3,5.8621354071186121E-5,false,1.4624179613907533E-2,0,0,0,0,0,0]
[2029,78,{"$f":"IF(LOADPROFILE=0.1,Results_10PoE!C1735,IF(LOADPROFILE=0.5,Results_50PoE!C1735,\"Invalid Load Profile %\"))","v":0},82.994318181818187,55.32954545454546,27.66477272727273,0,0,61.467184639849364,0,0,0,0,0,1.9996359451116164E-2,2.7462847984940021E-3,5.8621354071186121E-5,false,1.4624179613907533E-2,0,0,0,0,0,0]
[2029,79,{"$f":"IF(LOADPROFILE=0.1,Results_10PoE!C1736,IF(LOADPROFILE=0.5,Results_50PoE!C1736,\"Invalid Load Profile %\"))","v":0},82.994318181818187,55.32954545454546,27.66477272727273,0,0,62.467184639849364,0,0,0,0,0,1.9996359451116164E-2,2.7462847984940021E-3,5.8621354071186121E-5,false,1.4624179613907533E-2,0,0,0,0,0,0]
[2029,80,{"$f":"IF(LOADPROFILE=0.1,Results_10PoE!C1737,IF(LOADPROFILE=0.5,Results_50PoE!C1737,\"Invalid Load Profile %\"))","v":0},{"$f":"VLOOKUP($A1766,$Q$4:$AB$26,6,FALSE)","v":82.994318181818187},{"$f":"VLOOKUP($A1766,$Q$4:$AB$26,7,FALSE)","v":55.32954545454546},{"$f":"VLOOKUP($A1766,$Q$4:$AB$26,9,FALSE)","v":27.66477272727273},{"$f":"VLOOKUP($A1766,$Q$4:$AB$26,10,FALSE)","v":0},{"$f":"VLOOKUP($A1766,$Q$4:$AB$26,11,FALSE)","v":0},{"$f":"IF(B1766-VLOOKUP(A1766,$Q$4:$AB$26,12,FALSE)<0,0,B1766-VLOOKUP(A1766,$Q$4:$AB$26,12,FALSE))","v":63.467184639849364},{"$f":"IF(B1766=150,0,IF(IF($I1766>D1766,($I1766-D1766)*($C1766-$C1767),0)<0,0,IF($I1766>D1766,($I1766-D1766)*($C1766-$C1767),0)))*$Y$30","v":0},{"$f":"IF(C1766=150,0,IF(IF($I1766>E1766,($I1766-E1766)*($C1766-$C1767),0)<0,0,IF($I1766>E1766,($I1766-E1766)*($C1766-$C1767),0)))*$Y$30","v":0},{"$f":"IF(D1766=150,0,IF(IF($I1766>F1766,($I1766-F1766)*($C1766-$C1767),0)<0,0,IF($I1766>F1766,($I1766-F1766)*($C1766-$C1767),0)))*$Y$30","v":0},{"$f":"IF(E1766=150,0,IF(IF($I1766>G1766,($I1766-G1766)*($C1766-$C1767),0)<0,0,IF($I1766>G1766,($I1766-G1766)*($C1766-$C1767),0)))*$Y$30","v":0},{"$f":"IF(F1766=150,0,IF(IF($I1766>H1766,($I1766-H1766)*($C1766-$C1767),0)<0,0,IF($I1766>H1766,($I1766-H1766)*($C1766-$C1767),0)))*$Y$30","v":0},{"$f":"VLOOKUP($A1766, $Q$4:$BB$26,33,FALSE)","v":1.9996359451116164E-2},{"$f":"VLOOKUP($A1766, $Q$4:$BB$26,34,FALSE)","v":2.7462847984940021E-3},{"$f":"VLOOKUP($A1766, $Q$4:$BB$26,35,FALSE)","v":5.8621354071186121E-5},{"$f":"VLOOKUP($A1766, $Q$4:$BB$26,36,FALSE)","v":false},{"$f":"VLOOKUP($A1766, $Q$4:$BB$26,37,FALSE)","v":1.4624179613907533E-2},{"$f":"J1766*1000*($S$34/365)","v":0},{"$f":"O1766*K1766*1000*($T$34/365)","v":0},{"$f":"P1766*L1766*1000*($U$34/365)","v":0},{"$f":"Q1766*M1766*1000*($V$34/365)","v":0},{"$f":"R1766*N1766*1000*($W$34/365)","v":0},{"$f":"S1766*K1766*1000*($X$34/365)","v":0}]
[2029,81,{"$f":"IF(LOADPROFILE=0.1,Results_10PoE!C1738,IF(LOADPROFILE=0.5,Results_50PoE!C1738,\"Invalid Load Profile %\"))","v":0},82.994318181818187,55.32954545454546,27.66477272727273,0,0,64.467184639849364,0,0,0,0,0,1.9996359451116164E-2,2.7462847984940021E-3,5.8621354071186121E-5,false,1.4624179613907533E-2,0,0,0,0,0,0]
[2029,82,{"$f":"IF(LOADPROFILE=0.1,Results_10PoE!C1739,IF(LOADPROFILE=0.5,Results_50PoE!C1739,\"Invalid Load Profile %\"))","v":0},82.994318181818187,55.32954545454546,27.66477272727273,0,0,65.467184639849364,0,0,0,0,0,1.9996359451116164E-2,2.7462847984940021E-3,5.8621354071186121E-5,false,1.4624179613907533E-2,0,0,0,0,0,0]
[2029,83,{"$f":"IF(LOADPROFILE=0.1,Results_10PoE!C1740,IF(LOADPROFILE=0.5,Results_50PoE!C1740,\"Invalid Load Profile %\"))","v":0},82.994318181818187,55.32954545454546,27.66477272727273,0,0,66.467184639849364,0,0,0,0,0,1.9996359451116164E-2,2.7462847984940021E-3,5.8621354071186121E-5,false,1.4624179613907533E-2,0,0,0,0,0,0]
[2029,84,{"$f":"IF(LOADPROFILE=0.1,Results_10PoE!C1741,IF(LOADPROFILE=0.5,Results_50PoE!C1741,\"Invalid Load Profile %\"))","v":0},82.994318181818187,55.32954545454546,27.66477272727273,0,0,67.467184639849364,0,0,0,0,0,1.9996359451116164E-2,2.7462847984940021E-3,5.8621354071186121E-5,false,1.4624179613907533E-2,0,0,0,0,0,0]
[2029,85,{"$f":"IF(LOADPROFILE=0.1,Results_10PoE!C1742,IF(LOADPROFILE=0.5,Results_50PoE!C1742,\"Invalid Load Profile %\"))","v":0},82.994318181818187,55.32954545454546,27.66477272727273,0,0,68.467184639849364,0,0,0,0,0,1.9996359451116164E-2,2.7462847984940021E-3,5.8621354071186121E-5,false,1.4624179613907533E-2,0,0,0,0,0,0]
[2029,86,{"$f":"IF(LOADPROFILE=0.1,Results_10PoE!C1743,IF(LOADPROFILE=0.5,Results_50PoE!C1743,\"Invalid Load Profile %\"))","v":0},82.994318181818187,55.32954545454546,27.66477272727273,0,0,69.467184639849364,0,0,0,0,0,1.9996359451116164E-2,2.7462847984940021E-3,5.8621354071186121E-5,false,1.4624179613907533E-2,0,0,0,0,0,0]
[2029,87,{"$f":"IF(LOADPROFILE=0.1,Results_10PoE!C1744,IF(LOADPROFILE=0.5,Results_50PoE!C1744,\"Invalid Load Profile %\"))","v":0},82.994318181818187,55.32954545454546,27.66477272727273,0,0,70.467184639849364,0,0,0,0,0,1.9996359451116164E-2,2.7462847984940021E-3,5.8621354071186121E-5,false,1.4624179613907533E-2,0,0,0,0,0,0]
[2029,88,{"$f":"IF(LOADPROFILE=0.1,Results_10PoE!C1745,IF(LOADPROFILE=0.5,Results_50PoE!C1745,\"Invalid Load Profile %\"))","v":0},82.994318181818187,55.32954545454546,27.66477272727273,0,0,71.467184639849364,0,0,0,0,0,1.9996359451116164E-2,2.7462847984940021E-3,5.8621354071186121E-5,false,1.4624179613907533E-2,0,0,0,0,0,0]
[2029,89,{"$f":"IF(LOADPROFILE=0.1,Results_10PoE!C1746,IF(LOADPROFILE=0.5,Results_50PoE!C1746,\"Invalid Load Profile %\"))","v":0},82.994318181818187,55.32954545454546,27.66477272727273,0,0,72.467184639849364,0,0,0,0,0,1.9996359451116164E-2,2.7462847984940021E-3,5.8621354071186121E-5,false,1.4624179613907533E-2,0,0,0,0,0,0]
[2029,90,{"$f":"IF(LOADPROFILE=0.1,Results_10PoE!C1747,IF(LOADPROFILE=0.5,Results_50PoE!C1747,\"Invalid Load Profile %\"))","v":0},82.994318181818187,55.32954545454546,27.66477272727273,0,0,73.467184639849364,0,0,0,0,0,1.9996359451116164E-2,2.7462847984940021E-3,5.8621354071186121E-5,false,1.4624179613907533E-2,0,0,0,0,0,0]
[2029,91,{"$f":"IF(LOADPROFILE=0.1,Results_10PoE!C1748,IF(LOADPROFILE=0.5,Results_50PoE!C1748,\"Invalid Load Profile %\"))","v":0},82.994318181818187,55.32954545454546,27.66477272727273,0,0,74.467184639849364,0,0,0,0,0,1.9996359451116164E-2,2.7462847984940021E-3,5.8621354071186121E-5,false,1.4624179613907533E-2,0,0,0,0,0,0]
[2029,92,{"$f":"IF(LOADPROFILE=0.1,Results_10PoE!C1749,IF(LOADPROFILE=0.5,Results_50PoE!C1749,\"Invalid Load Profile %\"))","v":0},82.994318181818187,55.32954545454546,27.66477272727273,0,0,75.467184639849364,0,0,0,0,0,1.9996359451116164E-2,2.7462847984940021E-3,5.8621354071186121E-5,false,1.4624179613907533E-2,0,0,0,0,0,0]
[2029,93,{"$f":"IF(LOADPROFILE=0.1,Results_10PoE!C1750,IF(LOADPROFILE=0.5,Results_50PoE!C1750,\"Invalid Load Profile %\"))","v":0},82.994318181818187,55.32954545454546,27.66477272727273,0,0,76.467184639849364,0,0,0,0,0,1.9996359451116164E-2,2.7462847984940021E-3,5.8621354071186121E-5,false,1.4624179613907533E-2,0,0,0,0,0,0]
[2029,94,{"$f":"IF(LOADPROFILE=0.1,Results_10PoE!C1751,IF(LOADPROFILE=0.5,Results_50PoE!C1751,\"Invalid Load Profile %\"))","v":0},82.994318181818187,55.32954545454546,27.66477272727273,0,0,77.467184639849364,0,0,0,0,0,1.9996359451116164E-2,2.7462847984940021E-3,5.8621354071186121E-5,false,1.4624179613907533E-2,0,0,0,0,0,0]
[2029,95,{"$f":"IF(LOADPROFILE=0.1,Results_10PoE!C1752,IF(LOADPROFILE=0.5,Results_50PoE!C1752,\"Invalid Load Profile %\"))","v":0},82.994318181818187,55.32954545454546,27.66477272727273,0,0,78.467184639849364,0,0,0,0,0,1.9996359451116164E-2,2.7462847984940021E-3,5.8621354071186121E-5,false,1.4624179613907533E-2,0,0,0,0,0,0]
[2029,96,{"$f":"IF(LOADPROFILE=0.1,Results_10PoE!C1753,IF(LOADPROFILE=0.5,Results_50PoE!C1753,\"Invalid Load Profile %\"))","v":0},82.994318181818187,55.32954545454546,27.66477272727273,0,0,79.467184639849364,0,0,0,0,0,1.9996359451116164E-2,2.7462847984940021E-3,5.8621354071186121E-5,false,1.4624179613907533E-2,0,0,0,0,0,0]
[2029,97,{"$f":"IF(LOADPROFILE=0.1,Results_10PoE!C1754,IF(LOADPROFILE=0.5,Results_50PoE!C1754,\"Invalid Load Profile %\"))","v":0},82.994318181818187,55.32954545454546,27.66477272727273,0,0,80.467184639849364,0,0,0,0,0,1.9996359451116164E-2,2.7462847984940021E-3,5.8621354071186121E-5,false,1.4624179613907533E-2,0,0,0,0,0,0]
[2029,98,{"$f":"IF(LOADPROFILE=0.1,Results_10PoE!C1755,IF(LOADPROFILE=0.5,Results_50PoE!C1755,\"Invalid Load Profile %\"))","v":0},82.994318181818187,55.32954545454546,27.66477272727273,0,0,81.467184639849364,0,0,0,0,0,1.9996359451116164E-2,2.7462847984940021E-3,5.8621354071186121E-5,false,1.4624179613907533E-2,0,0,0,0,0,0]
[2029,99,{"$f":"IF(LOADPROFILE=0.1,Results_10PoE!C1756,IF(LOADPROFILE=0.5,Results_50PoE!C1756,\"Invalid Load Profile %\"))","v":0},82.994318181818187,55.32954545454546,27.66477272727273,0,0,82.467184639849364,0,0,0,0,0,1.9996359451116164E-2,2.7462847984940021E-3,5.8621354071186121E-5,false,1.4624179613907533E-2,0,0,0,0,0,0]
[2029,100,{"$f":"IF(LOADPROFILE=0.1,Results_10PoE!C1757,IF(LOADPROFILE=0.5,Results_50PoE!C1757,\"Invalid Load Profile %\"))","v":0},82.994318181818187,55.32954545454546,27.66477272727273,0,0,83.467184639849364,0,0,0,0,0,1.9996359451116164E-2,2.7462847984940021E-3,5.8621354071186121E-5,false,1.4624179613907533E-2,0,0,0,0,0,0]
[2029,101,{"$f":"IF(LOADPROFILE=0.1,Results_10PoE!C1758,IF(LOADPROFILE=0.5,Results_50PoE!C1758,\"Invalid Load Profile %\"))","v":0},82.994318181818187,55.32954545454546,27.66477272727273,0,0,84.467184639849364,0,0,0,0,0,1.9996359451116164E-2,2.7462847984940021E-3,5.8621354071186121E-5,false,1.4624179613907533E-2,0,0,0,0,0,0]
[2029,102,{"$f":"IF(LOADPROFILE=0.1,Results_10PoE!C1759,IF(LOADPROFILE=0.5,Results_50PoE!C1759,\"Invalid Load Profile %\"))","v":0},82.994318181818187,55.32954545454546,27.66477272727273,0,0,85.467184639849364,0,0,0,0,0,1.9996359451116164E-2,2.7462847984940021E-3,5.8621354071186121E-5,false,1.4624179613907533E-2,0,0,0,0,0,0]
[2029,103,{"$f":"IF(LOADPROFILE=0.1,Results_10PoE!C1760,IF(LOADPROFILE=0.5,Results_50PoE!C1760,\"Invalid Load Profile %\"))","v":0},82.994318181818187,55.32954545454546,27.66477272727273,0,0,86.467184639849364,0,0,0,0,0,1.9996359451116164E-2,2.7462847984940021E-3,5.8621354071186121E-5,false,1.4624179613907533E-2,0,0,0,0,0,0]
[2029,104,{"$f":"IF(LOADPROFILE=0.1,Results_10PoE!C1761,IF(LOADPROFILE=0.5,Results_50PoE!C1761,\"Invalid Load Profile %\"))","v":0},82.994318181818187,55.32954545454546,27.66477272727273,0,0,87.467184639849364,0,0,0,0,0,1.9996359451116164E-2,2.7462847984940021E-3,5.8621354071186121E-5,false,1.4624179613907533E-2,0,0,0,0,0,0]
[2029,105,{"$f":"IF(LOADPROFILE=0.1,Results_10PoE!C1762,IF(LOADPROFILE=0.5,Results_50PoE!C1762,\"Invalid Load Profile %\"))","v":0},82.994318181818187,55.32954545454546,27.66477272727273,0,0,88.467184639849364,0,0,0,0,0,1.9996359451116164E-2,2.7462847984940021E-3,5.8621354071186121E-5,false,1.4624179613907533E-2,0,0,0,0,0,0]
[2029,106,{"$f":"IF(LOADPROFILE=0.1,Results_10PoE!C1763,IF(LOADPROFILE=0.5,Results_50PoE!C1763,\"Invalid Load Profile %\"))","v":0},82.994318181818187,55.32954545454546,27.66477272727273,0,0,89.467184639849364,0,0,0,0,0,1.9996359451116164E-2,2.7462847984940021E-3,5.8621354071186121E-5,false,1.4624179613907533E-2,0,0,0,0,0,0]
[2029,107,{"$f":"IF(LOADPROFILE=0.1,Results_10PoE!C1764,IF(LOADPROFILE=0.5,Results_50PoE!C1764,\"Invalid Load Profile %\"))","v":0},82.994318181818187,55.32954545454546,27.66477272727273,0,0,90.467184639849364,0,0,0,0,0,1.9996359451116164E-2,2.7462847984940021E-3,5.8621354071186121E-5,false,1.4624179613907533E-2,0,0,0,0,0,0]
[2029,108,{"$f":"IF(LOADPROFILE=0.1,Results_10PoE!C1765,IF(LOADPROFILE=0.5,Results_50PoE!C1765,\"Invalid Load Profile %\"))","v":0},82.994318181818187,55.32954545454546,27.66477272727273,0,0,91.467184639849364,0,0,0,0,0,1.9996359451116164E-2,2.7462847984940021E-3,5.8621354071186121E-5,false,1.4624179613907533E-2,0,0,0,0,0,0]
[2029,109,{"$f":"IF(LOADPROFILE=0.1,Results_10PoE!C1766,IF(LOADPROFILE=0.5,Results_50PoE!C1766,\"Invalid Load Profile %\"))","v":0},82.994318181818187,55.32954545454546,27.66477272727273,0,0,92.467184639849364,0,0,0,0,0,1.9996359451116164E-2,2.7462847984940021E-3,5.8621354071186121E-5,false,1.4624179613907533E-2,0,0,0,0,0,0]
[2029,110,{"$f":"IF(LOADPROFILE=0.1,Results_10PoE!C1767,IF(LOADPROFILE=0.5,Results_50PoE!C1767,\"Invalid Load Profile %\"))","v":0},82.994318181818187,55.32954545454546,27.66477272727273,0,0,93.467184639849364,0,0,0,0,0,1.9996359451116164E-2,2.7462847984940021E-3,5.8621354071186121E-5,false,1.4624179613907533E-2,0,0,0,0,0,0]
[2029,111,{"$f":"IF(LOADPROFILE=0.1,Results_10PoE!C1768,IF(LOADPROFILE=0.5,Results_50PoE!C1768,\"Invalid Load Profile %\"))","v":0},82.994318181818187,55.32954545454546,27.66477272727273,0,0,94.467184639849364,0,0,0,0,0,1.9996359451116164E-2,2.7462847984940021E-3,5.8621354071186121E-5,false,1.4624179613907533E-2,0,0,0,0,0,0]
[2029,112,{"$f":"IF(LOADPROFILE=0.1,Results_10PoE!C1769,IF(LOADPROFILE=0.5,Results_50PoE!C1769,\"Invalid Load Profile %\"))","v":0},82.994318181818187,55.32954545454546,27.66477272727273,0,0,95.467184639849364,0,0,0,0,0,1.9996359451116164E-2,2.7462847984940021E-3,5.8621354071186121E-5,false,1.4624179613907533E-2,0,0,0,0,0,0]
[2029,113,{"$f":"IF(LOADPROFILE=0.1,Results_10PoE!C1770,IF(LOADPROFILE=0.5,Results_50PoE!C1770,\"Invalid Load Profile %\"))","v":0},82.994318181818187,55.32954545454546,27.66477272727273,0,0,96.467184639849364,0,0,0,0,0,1.9996359451116164E-2,2.7462847984940021E-3,5.8621354071186121E-5,false,1.4624179613907533E-2,0,0,0,0,0,0]
[2029,114,{"$f":"IF(LOADPROFILE=0.1,Results_10PoE!C1771,IF(LOADPROFILE=0.5,Results_50PoE!C1771,\"Invalid Load Profile %\"))","v":0},82.994318181818187,55.32954545454546,27.66477272727273,0,0,97.467184639849364,0,0,0,0,0,1.9996359451116164E-2,2.7462847984940021E-3,5.8621354071186121E-5,false,1.4624179613907533E-2,0,0,0,0,0,0]
[2029,115,{"$f":"IF(LOADPROFILE=0.1,Results_10PoE!C1772,IF(LOADPROFILE=0.5,Results_50PoE!C1772,\"Invalid Load Profile %\"))","v":0},82.994318181818187,55.32954545454546,27.66477272727273,0,0,98.467184639849364,0,0,0,0,0,1.9996359451116164E-2,2.7462847984940021E-3,5.8621354071186121E-5,false,1.4624179613907533E-2,0,0,0,0,0,0]
[2029,116,{"$f":"IF(LOADPROFILE=0.1,Results_10PoE!C1773,IF(LOADPROFILE=0.5,Results_50PoE!C1773,\"Invalid Load Profile %\"))","v":0},82.994318181818187,55.32954545454546,27.66477272727273,0,0,99.467184639849364,0,0,0,0,0,1.9996359451116164E-2,2.7462847984940021E-3,5.8621354071186121E-5,false,1.4624179613907533E-2,0,0,0,0,0,0]
[2029,117,{"$f":"IF(LOADPROFILE=0.1,Results_10PoE!C1774,IF(LOADPROFILE=0.5,Results_50PoE!C1774,\"Invalid Load Profile %\"))","v":0},82.994318181818187,55.32954545454546,27.66477272727273,0,0,100.46718463984936,0,0,0,0,0,1.9996359451116164E-2,2.7462847984940021E-3,5.8621354071186121E-5,false,1.4624179613907533E-2,0,0,0,0,0,0]
[2029,118,{"$f":"IF(LOADPROFILE=0.1,Results_10PoE!C1775,IF(LOADPROFILE=0.5,Results_50PoE!C1775,\"Invalid Load Profile %\"))","v":0},82.994318181818187,55.32954545454546,27.66477272727273,0,0,101.46718463984936,0,0,0,0,0,1.9996359451116164E-2,2.7462847984940021E-3,5.8621354071186121E-5,false,1.4624179613907533E-2,0,0,0,0,0,0]
[2029,119,{"$f":"IF(LOADPROFILE=0.1,Results_10PoE!C1776,IF(LOADPROFILE=0.5,Results_50PoE!C1776,\"Invalid Load Profile %\"))","v":0},82.994318181818187,55.32954545454546,27.66477272727273,0,0,102.46718463984936,0,0,0,0,0,1.9996359451116164E-2,2.7462847984940021E-3,5.8621354071186121E-5,false,1.4624179613907533E-2,0,0,0,0,0,0]
[2029,120,{"$f":"IF(LOADPROFILE=0.1,Results_10PoE!C1777,IF(LOADPROFILE=0.5,Results_50PoE!C1777,\"Invalid Load Profile %\"))","v":0},82.994318181818187,55.32954545454546,27.66477272727273,0,0,103.46718463984936,0,0,0,0,0,1.9996359451116164E-2,2.7462847984940021E-3,5.8621354071186121E-5,false,1.4624179613907533E-2,0,0,0,0,0,0]
[2029,121,{"$f":"IF(LOADPROFILE=0.1,Results_10PoE!C1778,IF(LOADPROFILE=0.5,Results_50PoE!C1778,\"Invalid Load Profile %\"))","v":0},82.994318181818187,55.32954545454546,27.66477272727273,0,0,104.46718463984936,0,0,0,0,0,1.9996359451116164E-2,2.7462847984940021E-3,5.8621354071186121E-5,false,1.4624179613907533E-2,0,0,0,0,0,0]
[2029,122,{"$f":"IF(LOADPROFILE=0.1,Results_10PoE!C1779,IF(LOADPROFILE=0.5,Results_50PoE!C1779,\"Invalid Load Profile %\"))","v":0},82.994318181818187,55.32954545454546,27.66477272727273,0,0,105.46718463984936,0,0,0,0,0,1.9996359451116164E-2,2.7462847984940021E-3,5.8621354071186121E-5,false,1.4624179613907533E-2,0,0,0,0,0,0]
[2029,123,{"$f":"IF(LOADPROFILE=0.1,Results_10PoE!C1780,IF(LOADPROFILE=0.5,Results_50PoE!C1780,\"Invalid Load Profile %\"))","v":0},82.994318181818187,55.32954545454546,27.66477272727273,0,0,106.46718463984936,0,0,0,0,0,1.9996359451116164E-2,2.7462847984940021E-3,5.8621354071186121E-5,false,1.4624179613907533E-2,0,0,0,0,0,0]
[2029,124,{"$f":"IF(LOADPROFILE=0.1,Results_10PoE!C1781,IF(LOADPROFILE=0.5,Results_50PoE!C1781,\"Invalid Load Profile %\"))","v":0},82.994318181818187,55.32954545454546,27.66477272727273,0,0,107.46718463984936,0,0,0,0,0,1.9996359451116164E-2,2.7462847984940021E-3,5.8621354071186121E-5,false,1.4624179613907533E-2,0,0,0,0,0,0]
[2029,125,{"$f":"IF(LOADPROFILE=0.1,Results_10PoE!C1782,IF(LOADPROFILE=0.5,Results_50PoE!C1782,\"Invalid Load Profile %\"))","v":0},82.994318181818187,55.32954545454546,27.66477272727273,0,0,108.46718463984936,0,0,0,0,0,1.9996359451116164E-2,2.7462847984940021E-3,5.8621354071186121E-5,false,1.4624179613907533E-2,0,0,0,0,0,0]
[2029,126,{"$f":"IF(LOADPROFILE=0.1,Results_10PoE!C1783,IF(LOADPROFILE=0.5,Results_50PoE!C1783,\"Invalid Load Profile %\"))","v":0},82.994318181818187,55.32954545454546,27.66477272727273,0,0,109.46718463984936,0,0,0,0,0,1.9996359451116164E-2,2.7462847984940021E-3,5.8621354071186121E-5,false,1.4624179613907533E-2,0,0,0,0,0,0]
[2029,127,{"$f":"IF(LOADPROFILE=0.1,Results_10PoE!C1784,IF(LOADPROFILE=0.5,Results_50PoE!C1784,\"Invalid Load Profile %\"))","v":0},82.994318181818187,55.32954545454546,27.66477272727273,0,0,110.46718463984936,0,0,0,0,0,1.9996359451116164E-2,2.7462847984940021E-3,5.8621354071186121E-5,false,1.4624179613907533E-2,0,0,0,0,0,0]
[2029,128,{"$f":"IF(LOADPROFILE=0.1,Results_10PoE!C1785,IF(LOADPROFILE=0.5,Results_50PoE!C1785,\"Invalid Load Profile %\"))","v":0},82.994318181818187,55.32954545454546,27.66477272727273,0,0,111.46718463984936,0,0,0,0,0,1.9996359451116164E-2,2.7462847984940021E-3,5.8621354071186121E-5,false,1.4624179613907533E-2,0,0,0,0,0,0]
[2029,129,{"$f":"IF(LOADPROFILE=0.1,Results_10PoE!C1786,IF(LOADPROFILE=0.5,Results_50PoE!C1786,\"Invalid Load Profile %\"))","v":0},82.994318181818187,55.32954545454546,27.66477272727273,0,0,112.46718463984936,0,0,0,0,0,1.9996359451116164E-2,2.7462847984940021E-3,5.8621354071186121E-5,false,1.4624179613907533E-2,0,0,0,0,0,0]
[2029,130,{"$f":"IF(LOADPROFILE=0.1,Results_10PoE!C1787,IF(LOADPROFILE=0.5,Results_50PoE!C1787,\"Invalid Load Profile %\"))","v":0},82.994318181818187,55.32954545454546,27.66477272727273,0,0,113.46718463984936,0,0,0,0,0,1.9996359451116164E-2,2.7462847984940021E-3,5.8621354071186121E-5,false,1.4624179613907533E-2,0,0,0,0,0,0]
[2029,131,{"$f":"IF(LOADPROFILE=0.1,Results_10PoE!C1788,IF(LOADPROFILE=0.5,Results_50PoE!C1788,\"Invalid Load Profile %\"))","v":0},82.994318181818187,55.32954545454546,27.66477272727273,0,0,114.46718463984936,0,0,0,0,0,1.9996359451116164E-2,2.7462847984940021E-3,5.8621354071186121E-5,false,1.4624179613907533E-2,0,0,0,0,0,0]
[2029,132,{"$f":"IF(LOADPROFILE=0.1,Results_10PoE!C1789,IF(LOADPROFILE=0.5,Results_50PoE!C1789,\"Invalid Load Profile %\"))","v":0},82.994318181818187,55.32954545454546,27.66477272727273,0,0,115.46718463984936,0,0,0,0,0,1.9996359451116164E-2,2.7462847984940021E-3,5.8621354071186121E-5,false,1.4624179613907533E-2,0,0,0,0,0,0]
[2029,133,{"$f":"IF(LOADPROFILE=0.1,Results_10PoE!C1790,IF(LOADPROFILE=0.5,Results_50PoE!C1790,\"Invalid Load Profile %\"))","v":0},82.994318181818187,55.32954545454546,27.66477272727273,0,0,116.46718463984936,0,0,0,0,0,1.9996359451116164E-2,2.7462847984940021E-3,5.8621354071186121E-5,false,1.4624179613907533E-2,0,0,0,0,0,0]
[2029,134,{"$f":"IF(LOADPROFILE=0.1,Results_10PoE!C1791,IF(LOADPROFILE=0.5,Results_50PoE!C1791,\"Invalid Load Profile %\"))","v":0},82.994318181818187,55.32954545454546,27.66477272727273,0,0,117.46718463984936,0,0,0,0,0,1.9996359451116164E-2,2.7462847984940021E-3,5.8621354071186121E-5,false,1.4624179613907533E-2,0,0,0,0,0,0]
[2029,135,{"$f":"IF(LOADPROFILE=0.1,Results_10PoE!C1792,IF(LOADPROFILE=0.5,Results_50PoE!C1792,\"Invalid Load Profile %\"))","v":0},82.994318181818187,55.32954545454546,27.66477272727273,0,0,118.46718463984936,0,0,0,0,0,1.9996359451116164E-2,2.7462847984940021E-3,5.8621354071186121E-5,false,1.4624179613907533E-2,0,0,0,0,0,0]
[2029,136,{"$f":"IF(LOADPROFILE=0.1,Results_10PoE!C1793,IF(LOADPROFILE=0.5,Results_50PoE!C1793,\"Invalid Load Profile %\"))","v":0},82.994318181818187,55.32954545454546,27.66477272727273,0,0,119.46718463984936,0,0,0,0,0,1.9996359451116164E-2,2.7462847984940021E-3,5.8621354071186121E-5,false,1.4624179613907533E-2,0,0,0,0,0,0]
[2029,137,{"$f":"IF(LOADPROFILE=0.1,Results_10PoE!C1794,IF(LOADPROFILE=0.5,Results_50PoE!C1794,\"Invalid Load Profile %\"))","v":0},82.994318181818187,55.32954545454546,27.66477272727273,0,0,120.46718463984936,0,0,0,0,0,1.9996359451116164E-2,2.7462847984940021E-3,5.8621354071186121E-5,false,1.4624179613907533E-2,0,0,0,0,0,0]
[2029,138,{"$f":"IF(LOADPROFILE=0.1,Results_10PoE!C1795,IF(LOADPROFILE=0.5,Results_50PoE!C1795,\"Invalid Load Profile %\"))","v":0},82.994318181818187,55.32954545454546,27.66477272727273,0,0,121.46718463984936,0,0,0,0,0,1.9996359451116164E-2,2.7462847984940021E-3,5.8621354071186121E-5,false,1.4624179613907533E-2,0,0,0,0,0,0]
[2029,139,{"$f":"IF(LOADPROFILE=0.1,Results_10PoE!C1796,IF(LOADPROFILE=0.5,Results_50PoE!C1796,\"Invalid Load Profile %\"))","v":0},82.994318181818187,55.32954545454546,27.66477272727273,0,0,122.46718463984936,0,0,0,0,0,1.9996359451116164E-2,2.7462847984940021E-3,5.8621354071186121E-5,false,1.4624179613907533E-2,0,0,0,0,0,0]
[2029,140,{"$f":"IF(LOADPROFILE=0.1,Results_10PoE!C1797,IF(LOADPROFILE=0.5,Results_50PoE!C1797,\"Invalid Load Profile %\"))","v":0},82.994318181818187,55.32954545454546,27.66477272727273,0,0,123.46718463984936,0,0,0,0,0,1.9996359451116164E-2,2.7462847984940021E-3,5.8621354071186121E-5,false,1.4624179613907533E-2,0,0,0,0,0,0]
[2029,141,{"$f":"IF(LOADPROFILE=0.1,Results_10PoE!C1798,IF(LOADPROFILE=0.5,Results_50PoE!C1798,\"Invalid Load Profile %\"))","v":0},82.994318181818187,55.32954545454546,27.66477272727273,0,0,124.46718463984936,0,0,0,0,0,1.9996359451116164E-2,2.7462847984940021E-3,5.8621354071186121E-5,false,1.4624179613907533E-2,0,0,0,0,0,0]
[2029,142,{"$f":"IF(LOADPROFILE=0.1,Results_10PoE!C1799,IF(LOADPROFILE=0.5,Results_50PoE!C1799,\"Invalid Load Profile %\"))","v":0},82.994318181818187,55.32954545454546,27.66477272727273,0,0,125.46718463984936,0,0,0,0,0,1.9996359451116164E-2,2.7462847984940021E-3,5.8621354071186121E-5,false,1.4624179613907533E-2,0,0,0,0,0,0]
[2029,143,{"$f":"IF(LOADPROFILE=0.1,Results_10PoE!C1800,IF(LOADPROFILE=0.5,Results_50PoE!C1800,\"Invalid Load Profile %\"))","v":0},82.994318181818187,55.32954545454546,27.66477272727273,0,0,126.46718463984936,0,0,0,0,0,1.9996359451116164E-2,2.7462847984940021E-3,5.8621354071186121E-5,false,1.4624179613907533E-2,0,0,0,0,0,0]
[2029,144,{"$f":"IF(LOADPROFILE=0.1,Results_10PoE!C1801,IF(LOADPROFILE=0.5,Results_50PoE!C1801,\"Invalid Load Profile %\"))","v":0},{"$f":"VLOOKUP($A1830,$Q$4:$AB$26,6,FALSE)","v":82.994318181818187},{"$f":"VLOOKUP($A1830,$Q$4:$AB$26,7,FALSE)","v":55.32954545454546},{"$f":"VLOOKUP($A1830,$Q$4:$AB$26,9,FALSE)","v":27.66477272727273},{"$f":"VLOOKUP($A1830,$Q$4:$AB$26,10,FALSE)","v":0},{"$f":"VLOOKUP($A1830,$Q$4:$AB$26,11,FALSE)","v":0},{"$f":"IF(B1830-VLOOKUP(A1830,$Q$4:$AB$26,12,FALSE)<0,0,B1830-VLOOKUP(A1830,$Q$4:$AB$26,12,FALSE))","v":127.46718463984936},{"$f":"IF(B1830=150,0,IF(IF($I1830>D1830,($I1830-D1830)*($C1830-$C1831),0)<0,0,IF($I1830>D1830,($I1830-D1830)*($C1830-$C1831),0)))*$Y$30","v":0},{"$f":"IF(C1830=150,0,IF(IF($I1830>E1830,($I1830-E1830)*($C1830-$C1831),0)<0,0,IF($I1830>E1830,($I1830-E1830)*($C1830-$C1831),0)))*$Y$30","v":0},{"$f":"IF(D1830=150,0,IF(IF($I1830>F1830,($I1830-F1830)*($C1830-$C1831),0)<0,0,IF($I1830>F1830,($I1830-F1830)*($C1830-$C1831),0)))*$Y$30","v":0},{"$f":"IF(E1830=150,0,IF(IF($I1830>G1830,($I1830-G1830)*($C1830-$C1831),0)<0,0,IF($I1830>G1830,($I1830-G1830)*($C1830-$C1831),0)))*$Y$30","v":0},{"$f":"IF(F1830=150,0,IF(IF($I1830>H1830,($I1830-H1830)*($C1830-$C1831),0)<0,0,IF($I1830>H1830,($I1830-H1830)*($C1830-$C1831),0)))*$Y$30","v":0},{"$f":"VLOOKUP($A1830, $Q$4:$BB$26,33,FALSE)","v":1.9996359451116164E-2},{"$f":"VLOOKUP($A1830, $Q$4:$BB$26,34,FALSE)","v":2.7462847984940021E-3},{"$f":"VLOOKUP($A1830, $Q$4:$BB$26,35,FALSE)","v":5.8621354071186121E-5},{"$f":"VLOOKUP($A1830, $Q$4:$BB$26,36,FALSE)","v":false},{"$f":"VLOOKUP($A1830, $Q$4:$BB$26,37,FALSE)","v":1.4624179613907533E-2},{"$f":"J1830*1000*($S$34/365)","v":0},{"$f":"O1830*K1830*1000*($T$34/365)","v":0},{"$f":"P1830*L1830*1000*($U$34/365)","v":0},{"$f":"Q1830*M1830*1000*($V$34/365)","v":0},{"$f":"R1830*N1830*1000*($W$34/365)","v":0},{"$f":"S1830*K1830*1000*($X$34/365)","v":0}]
[2029,145,{"$f":"IF(LOADPROFILE=0.1,Results_10PoE!C1802,IF(LOADPROFILE=0.5,Results_50PoE!C1802,\"Invalid Load Profile %\"))","v":0},82.994318181818187,55.32954545454546,27.66477272727273,0,0,128.46718463984936,0,0,0,0,0,1.9996359451116164E-2,2.7462847984940021E-3,5.8621354071186121E-5,false,1.4624179613907533E-2,0,0,0,0,0,0]
[2029,146,{"$f":"IF(LOADPROFILE=0.1,Results_10PoE!C1803,IF(LOADPROFILE=0.5,Results_50PoE!C1803,\"Invalid Load Profile %\"))","v":0},82.994318181818187,55.32954545454546,27.66477272727273,0,0,129.46718463984936,0,0,0,0,0,1.9996359451116164E-2,2.7462847984940021E-3,5.8621354071186121E-5,false,1.4624179613907533E-2,0,0,0,0,0,0]
[2029,147,{"$f":"IF(LOADPROFILE=0.1,Results_10PoE!C1804,IF(LOADPROFILE=0.5,Results_50PoE!C1804,\"Invalid Load Profile %\"))","v":0},82.994318181818187,55.32954545454546,27.66477272727273,0,0,130.46718463984936,0,0,0,0,0,1.9996359451116164E-2,2.7462847984940021E-3,5.8621354071186121E-5,false,1.4624179613907533E-2,0,0,0,0,0,0]
[2029,148,{"$f":"IF(LOADPROFILE=0.1,Results_10PoE!C1805,IF(LOADPROFILE=0.5,Results_50PoE!C1805,\"Invalid Load Profile %\"))","v":0},82.994318181818187,55.32954545454546,27.66477272727273,0,0,131.46718463984936,0,0,0,0,0,1.9996359451116164E-2,2.7462847984940021E-3,5.8621354071186121E-5,false,1.4624179613907533E-2,0,0,0,0,0,0]
[2029,149,{"$f":"IF(LOADPROFILE=0.1,Results_10PoE!C1806,IF(LOADPROFILE=0.5,Results_50PoE!C1806,\"Invalid Load Profile %\"))","v":0},82.994318181818187,55.32954545454546,27.66477272727273,0,0,132.46718463984936,0,0,0,0,0,1.9996359451116164E-2,2.7462847984940021E-3,5.8621354071186121E-5,false,1.4624179613907533E-2,0,0,0,0,0,0]
[2029,150,{"$f":"IF(LOADPROFILE=0.1,Results_10PoE!C1807,IF(LOADPROFILE=0.5,Results_50PoE!C1807,\"Invalid Load Profile %\"))","v":0},82.994318181818187,55.32954545454546,27.66477272727273,0,0,133.46718463984936,0,0,0,0,0,1.9996359451116164E-2,2.7462847984940021E-3,5.8621354071186121E-5,false,1.4624179613907533E-2,0,0,0,0,0,0]
[2030,1,{"$f":"IF(LOADPROFILE=0.1,Results_10PoE!C1808,IF(LOADPROFILE=0.5,Results_50PoE!C1808,\"Invalid Load Profile %\"))","v":8697},82.994318181818187,55.32954545454546,27.66477272727273,0,0,0,0,0,0,0,0,2.1119684623633186E-2,2.9065151623915483E-3,6.283115681519418E-5,false,1.5202205713946716E-2,0,0,0,0,0,0]
[2030,2,{"$f":"IF(LOADPROFILE=0.1,Results_10PoE!C1809,IF(LOADPROFILE=0.5,Results_50PoE!C1809,\"Invalid Load Profile %\"))","v":8640},82.994318181818187,55.32954545454546,27.66477272727273,0,0,0,0,0,0,0,0,2.1119684623633186E-2,2.9065151623915483E-3,6.283115681519418E-5,false,1.5202205713946716E-2,0,0,0,0,0,0]
[2030,3,{"$f":"IF(LOADPROFILE=0.1,Results_10PoE!C1810,IF(LOADPROFILE=0.5,Results_50PoE!C1810,\"Invalid Load Profile %\"))","v":8509},82.994318181818187,55.32954545454546,27.66477272727273,0,0,0,0,0,0,0,0,2.1119684623633186E-2,2.9065151623915483E-3,6.283115681519418E-5,false,1.5202205713946716E-2,0,0,0,0,0,0]
[2030,4,{"$f":"IF(LOADPROFILE=0.1,Results_10PoE!C1811,IF(LOADPROFILE=0.5,Results_50PoE!C1811,\"Invalid Load Profile %\"))","v":8377},82.994318181818187,55.32954545454546,27.66477272727273,0,0,0,0,0,0,0,0,2.1119684623633186E-2,2.9065151623915483E-3,6.283115681519418E-5,false,1.5202205713946716E-2,0,0,0,0,0,0]
[2030,5,{"$f":"IF(LOADPROFILE=0.1,Results_10PoE!C1812,IF(LOADPROFILE=0.5,Results_50PoE!C1812,\"Invalid Load Profile %\"))","v":8199},82.994318181818187,55.32954545454546,27.66477272727273,0,0,0,0,0,0,0,0,2.1119684623633186E-2,2.9065151623915483E-3,6.283115681519418E-5,false,1.5202205713946716E-2,0,0,0,0,0,0]
[2030,6,{"$f":"IF(LOADPROFILE=0.1,Results_10PoE!C1813,IF(LOADPROFILE=0.5,Results_50PoE!C1813,\"Invalid Load Profile %\"))","v":7995},82.994318181818187,55.32954545454546,27.66477272727273,0,0,0,0,0,0,0,0,2.1119684623633186E-2,2.9065151623915483E-3,6.283115681519418E-5,false,1.5202205713946716E-2,0,0,0,0,0,0]
[2030,7,{"$f":"IF(LOADPROFILE=0.1,Results_10PoE!C1814,IF(LOADPROFILE=0.5,Results_50PoE!C1814,\"Invalid Load Profile %\"))","v":7749},82.994318181818187,55.32954545454546,27.66477272727273,0,0,0,0,0,0,0,0,2.1119684623633186E-2,2.9065151623915483E-3,6.283115681519418E-5,false,1.5202205713946716E-2,0,0,0,0,0,0]
[2030,8,{"$f":"IF(LOADPROFILE=0.1,Results_10PoE!C1815,IF(LOADPROFILE=0.5,Results_50PoE!C1815,\"Invalid Load Profile %\"))","v":7428},82.994318181818187,55.32954545454546,27.66477272727273,0,0,0,0,0,0,0,0,2.1119684623633186E-2,2.9065151623915483E-3,6.283115681519418E-5,false,1.5202205713946716E-2,0,0,0,0,0,0]
[2030,9,{"$f":"IF(LOADPROFILE=0.1,Results_10PoE!C1816,IF(LOADPROFILE=0.5,Results_50PoE!C1816,\"Invalid Load Profile %\"))","v":7064},82.994318181818187,55.32954545454546,27.66477272727273,0,0,0,0,0,0,0,0,2.1119684623633186E-2,2.9065151623915483E-3,6.283115681519418E-5,false,1.5202205713946716E-2,0,0,0,0,0,0]
[2030,10,{"$f":"IF(LOADPROFILE=0.1,Results_10PoE!C1817,IF(LOADPROFILE=0.5,Results_50PoE!C1817,\"Invalid Load Profile %\"))","v":6741},82.994318181818187,55.32954545454546,27.66477272727273,0,0,0,0,0,0,0,0,2.1119684623633186E-2,2.9065151623915483E-3,6.283115681519418E-5,false,1.5202205713946716E-2,0,0,0,0,0,0]
[2030,11,{"$f":"IF(LOADPROFILE=0.1,Results_10PoE!C1818,IF(LOADPROFILE=0.5,Results_50PoE!C1818,\"Invalid Load Profile %\"))","v":6419},82.994318181818187,55.32954545454546,27.66477272727273,0,0,0,0,0,0,0,0,2.1119684623633186E-2,2.9065151623915483E-3,6.283115681519418E-5,false,1.5202205713946716E-2,0,0,0,0,0,0]
[2030,12,{"$f":"IF(LOADPROFILE=0.1,Results_10PoE!C1819,IF(LOADPROFILE=0.5,Results_50PoE!C1819,\"Invalid Load Profile %\"))","v":6074},82.994318181818187,55.32954545454546,27.66477272727273,0,0,0,0,0,0,0,0,2.1119684623633186E-2,2.9065151623915483E-3,6.283115681519418E-5,false,1.5202205713946716E-2,0,0,0,0,0,0]
[2030,13,{"$f":"IF(LOADPROFILE=0.1,Results_10PoE!C1820,IF(LOADPROFILE=0.5,Results_50PoE!C1820,\"Invalid Load Profile %\"))","v":5729},82.994318181818187,55.32954545454546,27.66477272727273,0,0,0,0,0,0,0,0,2.1119684623633186E-2,2.9065151623915483E-3,6.283115681519418E-5,false,1.5202205713946716E-2,0,0,0,0,0,0]
[2030,14,{"$f":"IF(LOADPROFILE=0.1,Results_10PoE!C1821,IF(LOADPROFILE=0.5,Results_50PoE!C1821,\"Invalid Load Profile %\"))","v":5361},82.994318181818187,55.32954545454546,27.66477272727273,0,0,0,0,0,0,0,0,2.1119684623633186E-2,2.9065151623915483E-3,6.283115681519418E-5,false,1.5202205713946716E-2,0,0,0,0,0,0]
[2030,15,{"$f":"IF(LOADPROFILE=0.1,Results_10PoE!C1822,IF(LOADPROFILE=0.5,Results_50PoE!C1822,\"Invalid Load Profile %\"))","v":5018},82.994318181818187,55.32954545454546,27.66477272727273,0,0,0,0,0,0,0,0,2.1119684623633186E-2,2.9065151623915483E-3,6.283115681519418E-5,false,1.5202205713946716E-2,0,0,0,0,0,0]
[2030,16,{"$f":"IF(LOADPROFILE=0.1,Results_10PoE!C1823,IF(LOADPROFILE=0.5,Results_50PoE!C1823,\"Invalid Load Profile %\"))","v":4758},82.994318181818187,55.32954545454546,27.66477272727273,0,0,0,0,0,0,0,0,2.1119684623633186E-2,2.9065151623915483E-3,6.283115681519418E-5,false,1.5202205713946716E-2,0,0,0,0,0,0]
[2030,17,{"$f":"IF(LOADPROFILE=0.1,Results_10PoE!C1824,IF(LOADPROFILE=0.5,Results_50PoE!C1824,\"Invalid Load Profile %\"))","v":4499},82.994318181818187,55.32954545454546,27.66477272727273,0,0,0.64940317355584298,0,0,0,99.832512843444448,99.832512843444448,2.1119684623633186E-2,2.9065151623915483E-3,6.283115681519418E-5,false,1.5202205713946716E-2,0,0,0,1.9797332314298601,0,0]
[2030,18,{"$f":"IF(LOADPROFILE=0.1,Results_10PoE!C1825,IF(LOADPROFILE=0.5,Results_50PoE!C1825,\"Invalid Load Profile %\"))","v":4344},82.994318181818187,55.32954545454546,27.66477272727273,0,0,1.649403173555843,0,0,0,274.82865057391439,274.82865057391439,2.1119684623633186E-2,2.9065151623915483E-3,6.283115681519418E-5,false,1.5202205713946716E-2,0,0,0,5.4500021785831585,0,0]
[2030,19,{"$f":"IF(LOADPROFILE=0.1,Results_10PoE!C1826,IF(LOADPROFILE=0.5,Results_50PoE!C1826,\"Invalid Load Profile %\"))","v":4176},82.994318181818187,55.32954545454546,27.66477272727273,0,0,2.649403173555843,0,0,0,459.8455612917661,459.8455612917661,2.1119684623633186E-2,2.9065151623915483E-3,6.283115681519418E-5,false,1.5202205713946716E-2,0,0,0,9.1189885247349647,0,0]
[2030,20,{"$f":"IF(LOADPROFILE=0.1,Results_10PoE!C1827,IF(LOADPROFILE=0.5,Results_50PoE!C1827,\"Invalid Load Profile %\"))","v":4001},82.994318181818187,55.32954545454546,27.66477272727273,0,0,3.649403173555843,0,0,0,437.95865523725871,437.95865523725871,2.1119684623633186E-2,2.9065151623915483E-3,6.283115681519418E-5,false,1.5202205713946716E-2,0,0,0,8.6849592289158615,0,0]
[2030,21,{"$f":"IF(LOADPROFILE=0.1,Results_10PoE!C1828,IF(LOADPROFILE=0.5,Results_50PoE!C1828,\"Invalid Load Profile %\"))","v":3880},82.994318181818187,55.32954545454546,27.66477272727273,0,0,4.649403173555843,0,0,0,548.74435672215736,548.74435672215736,2.1119684623633186E-2,2.9065151623915483E-3,6.283115681519418E-5,false,1.5202205713946716E-2,0,0,0,10.881900170799852,0,0]
[2030,22,{"$f":"IF(LOADPROFILE=0.1,Results_10PoE!C1829,IF(LOADPROFILE=0.5,Results_50PoE!C1829,\"Invalid Load Profile %\"))","v":3761},82.994318181818187,55.32954545454546,27.66477272727273,0,0,5.649403173555843,0,0,0,655.56284181976628,655.56284181976628,2.1119684623633186E-2,2.9065151623915483E-3,6.283115681519418E-5,false,1.5202205713946716E-2,0,0,0,13.000169045894264,0,0]
[2030,23,{"$f":"IF(LOADPROFILE=0.1,Results_10PoE!C1830,IF(LOADPROFILE=0.5,Results_50PoE!C1830,\"Invalid Load Profile %\"))","v":3644},82.994318181818187,55.32954545454546,27.66477272727273,0,0,6.649403173555843,0,0,0,916.69183794505921,916.69183794505921,2.1119684623633186E-2,2.9065151623915483E-3,6.283115681519418E-5,false,1.5202205713946716E-2,0,0,0,18.178499597684119,0,0]
[2030,24,{"$f":"IF(LOADPROFILE=0.1,Results_10PoE!C1831,IF(LOADPROFILE=0.5,Results_50PoE!C1831,\"Invalid Load Profile %\"))","v":3505},82.994318181818187,55.32954545454546,27.66477272727273,0,0,7.649403173555843,0,0,0,1009.0323509687089,1009.0323509687089,2.1119684623633186E-2,2.9065151623915483E-3,6.283115681519418E-5,false,1.5202205713946716E-2,0,0,0,20.009662382566436,0,0]
[2030,25,{"$f":"IF(LOADPROFILE=0.1,Results_10PoE!C1832,IF(LOADPROFILE=0.5,Results_50PoE!C1832,\"Invalid Load Profile %\"))","v":3372},82.994318181818187,55.32954545454546,27.66477272727273,0,0,8.649403173555843,0,0,0,1038.000133814875,1038.000133814875,2.1119684623633186E-2,2.9065151623915483E-3,6.283115681519418E-5,false,1.5202205713946716E-2,0,0,0,20.584109330840004,0,0]
[2030,26,{"$f":"IF(LOADPROFILE=0.1,Results_10PoE!C1833,IF(LOADPROFILE=0.5,Results_50PoE!C1833,\"Invalid Load Profile %\"))","v":3251},82.994318181818187,55.32954545454546,27.66477272727273,0,0,9.649403173555843,0,0,0,1148.4381119309735,1148.4381119309735,2.1119684623633186E-2,2.9065151623915483E-3,6.283115681519418E-5,false,1.5202205713946716E-2,0,0,0,22.774154728487439,0,0]
[2030,27,{"$f":"IF(LOADPROFILE=0.1,Results_10PoE!C1834,IF(LOADPROFILE=0.5,Results_50PoE!C1834,\"Invalid Load Profile %\"))","v":3131},82.994318181818187,55.32954545454546,27.66477272727273,0,0,10.649403173555843,0,0,0,1288.5788469421689,1288.5788469421689,2.1119684623633186E-2,2.9065151623915483E-3,6.283115681519418E-5,false,1.5202205713946716E-2,0,0,0,25.553222011044458,0,0]
[2030,28,{"$f":"IF(LOADPROFILE=0.1,Results_10PoE!C1835,IF(LOADPROFILE=0.5,Results_50PoE!C1835,\"Invalid Load Profile %\"))","v":3009},82.994318181818187,55.32954545454546,27.66477272727273,0,0,11.649403173555843,0,0,0,1525.1182046852127,1525.1182046852127,2.1119684623633186E-2,2.9065151623915483E-3,6.283115681519418E-5,false,1.5202205713946716E-2,0,0,0,30.24392660944854,0,0]
[2030,29,{"$f":"IF(LOADPROFILE=0.1,Results_10PoE!C1836,IF(LOADPROFILE=0.5,Results_50PoE!C1836,\"Invalid Load Profile %\"))","v":2877},82.994318181818187,55.32954545454546,27.66477272727273,0,0,12.649403173555843,0,0,0,1731.3107248051372,1731.3107248051372,2.1119684623633186E-2,2.9065151623915483E-3,6.283115681519418E-5,false,1.5202205713946716E-2,0,0,0,34.332836850482202,0,0]
[2030,30,{"$f":"IF(LOADPROFILE=0.1,Results_10PoE!C1837,IF(LOADPROFILE=0.5,Results_50PoE!C1837,\"Invalid Load Profile %\"))","v":2739},82.994318181818187,55.32954545454546,27.66477272727273,0,0,13.649403173555843,0,0,0,1597.429010432347,1597.429010432347,2.1119684623633186E-2,2.9065151623915483E-3,6.283115681519418E-5,false,1.5202205713946716E-2,0,0,0,31.677889364183226,0,0]
[2030,31,{"$f":"IF(LOADPROFILE=0.1,Results_10PoE!C1838,IF(LOADPROFILE=0.5,Results_50PoE!C1838,\"Invalid Load Profile %\"))","v":2621},82.994318181818187,55.32954545454546,27.66477272727273,0,0,14.649403173555843,0,0,0,2048.6366697787607,2048.6366697787607,2.1119684623633186E-2,2.9065151623915483E-3,6.283115681519418E-5,false,1.5202205713946716E-2,0,0,0,40.625583577636419,0,0]
[2030,32,{"$f":"IF(LOADPROFILE=0.1,Results_10PoE!C1839,IF(LOADPROFILE=0.5,Results_50PoE!C1839,\"Invalid Load Profile %\"))","v":2480},82.994318181818187,55.32954545454546,27.66477272727273,0,0,15.649403173555843,0,0,0,2033.2696256271363,2033.2696256271363,2.1119684623633186E-2,2.9065151623915483E-3,6.283115681519418E-5,false,1.5202205713946716E-2,0,0,0,40.320846702751489,0,0]
[2030,33,{"$f":"IF(LOADPROFILE=0.1,Results_10PoE!C1840,IF(LOADPROFILE=0.5,Results_50PoE!C1840,\"Invalid Load Profile %\"))","v":2349},82.994318181818187,55.32954545454546,27.66477272727273,0,0,16.649403173555843,0,0,0,2658.5843506263541,2658.5843506263541,2.1119684623633186E-2,2.9065151623915483E-3,6.283115681519418E-5,false,1.5202205713946716E-2,0,0,0,52.721179078685132,0,0]
[2030,34,{"$f":"IF(LOADPROFILE=0.1,Results_10PoE!C1841,IF(LOADPROFILE=0.5,Results_50PoE!C1841,\"Invalid Load Profile %\"))","v":2188},82.994318181818187,55.32954545454546,27.66477272727273,0,0,17.649403173555843,0,0,0,2608.2078057267199,2608.2078057267199,2.1119684623633186E-2,2.9065151623915483E-3,6.283115681519418E-5,false,1.5202205713946716E-2,0,0,0,51.722184691167094,0,0]
[2030,35,{"$f":"IF(LOADPROFILE=0.1,Results_10PoE!C1842,IF(LOADPROFILE=0.5,Results_50PoE!C1842,\"Invalid Load Profile %\"))","v":2039},82.994318181818187,55.32954545454546,27.66477272727273,0,0,18.649403173555843,0,0,0,3329.3798047489208,3329.3798047489208,2.1119684623633186E-2,2.9065151623915483E-3,6.283115681519418E-5,false,1.5202205713946716E-2,0,0,0,66.023419142511528,0,0]
[2030,36,{"$f":"IF(LOADPROFILE=0.1,Results_10PoE!C1843,IF(LOADPROFILE=0.5,Results_50PoE!C1843,\"Invalid Load Profile %\"))","v":1859},82.994318181818187,55.32954545454546,27.66477272727273,0,0,19.649403173555843,0,0,0,4112.0436577741166,4112.0436577741166,2.1119684623633186E-2,2.9065151623915483E-3,6.283115681519418E-5,false,1.5202205713946716E-2,0,0,0,81.544070629094463,0,0]
[2030,37,{"$f":"IF(LOADPROFILE=0.1,Results_10PoE!C1844,IF(LOADPROFILE=0.5,Results_50PoE!C1844,\"Invalid Load Profile %\"))","v":1648},82.994318181818187,55.32954545454546,27.66477272727273,0,0,20.649403173555843,0,0,0,5161.000991447032,5161.000991447032,2.1119684623633186E-2,2.9065151623915483E-3,6.283115681519418E-5,false,1.5202205713946716E-2,0,0,0,102.34546721500334,0,0]
[2030,38,{"$f":"IF(LOADPROFILE=0.1,Results_10PoE!C1845,IF(LOADPROFILE=0.5,Results_50PoE!C1845,\"Invalid Load Profile %\"))","v":1396},82.994318181818187,55.32954545454546,27.66477272727273,0,0,21.649403173555843,0,0,0,4831.192521291342,4831.192521291342,2.1119684623633186E-2,2.9065151623915483E-3,6.283115681519418E-5,false,1.5202205713946716E-2,0,0,0,95.805185198881205,0,0]
[2030,39,{"$f":"IF(LOADPROFILE=0.1,Results_10PoE!C1846,IF(LOADPROFILE=0.5,Results_50PoE!C1846,\"Invalid Load Profile %\"))","v":1171},82.994318181818187,55.32954545454546,27.66477272727273,0,0,22.649403173555843,0,0,0,4986.9571305020545,4986.9571305020545,2.1119684623633186E-2,2.9065151623915483E-3,6.283115681519418E-5,false,1.5202205713946716E-2,0,0,0,98.894082436384565,0,0]
[2030,40,{"$f":"IF(LOADPROFILE=0.1,Results_10PoE!C1847,IF(LOADPROFILE=0.5,Results_50PoE!C1847,\"Invalid Load Profile %\"))","v":949},82.994318181818187,55.32954545454546,27.66477272727273,0,0,23.649403173555843,0,0,0,3799.8031427002584,3799.8031427002584,2.1119684623633186E-2,2.9065151623915483E-3,6.283115681519418E-5,false,1.5202205713946716E-2,0,0,0,75.352170753150531,0,0]
[2030,41,{"$f":"IF(LOADPROFILE=0.1,Results_10PoE!C1848,IF(LOADPROFILE=0.5,Results_50PoE!C1848,\"Invalid Load Profile %\"))","v":787},82.994318181818187,55.32954545454546,27.66477272727273,0,0,24.649403173555843,0,0,0,3447.0804462984947,3447.0804462984947,2.1119684623633186E-2,2.9065151623915483E-3,6.283115681519418E-5,false,1.5202205713946716E-2,0,0,0,68.357487120963754,0,0]
[2030,42,{"$f":"IF(LOADPROFILE=0.1,Results_10PoE!C1849,IF(LOADPROFILE=0.5,Results_50PoE!C1849,\"Invalid Load Profile %\"))","v":646},82.994318181818187,55.32954545454546,27.66477272727273,0,0,25.649403173555843,0,0,0,2874.6276957900914,2874.6276957900914,2.1119684623633186E-2,2.9065151623915483E-3,6.283115681519418E-5,false,1.5202205713946716E-2,0,0,0,57.005436558216346,0,0]
[2030,43,{"$f":"IF(LOADPROFILE=0.1,Results_10PoE!C1850,IF(LOADPROFILE=0.5,Results_50PoE!C1850,\"Invalid Load Profile %\"))","v":533},82.994318181818187,55.32954545454546,27.66477272727273,0,0,26.649403173555843,0,0,0,2590.236750049924,2590.236750049924,2.1119684623633186E-2,2.9065151623915483E-3,6.283115681519418E-5,false,1.5202205713946716E-2,0,0,0,51.36580884612529,0,0]
[2030,44,{"$f":"IF(LOADPROFILE=0.1,Results_10PoE!C1851,IF(LOADPROFILE=0.5,Results_50PoE!C1851,\"Invalid Load Profile %\"))","v":435},82.994318181818187,55.32954545454546,27.66477272727273,0,0,27.649403173555843,0,0,0,2358.3600554317709,2358.3600554317709,2.1119684623633186E-2,2.9065151623915483E-3,6.283115681519418E-5,false,1.5202205713946716E-2,0,0,0,46.7675674029839,0,0]
[2030,45,{"$f":"IF(LOADPROFILE=0.1,Results_10PoE!C1852,IF(LOADPROFILE=0.5,Results_50PoE!C1852,\"Invalid Load Profile %\"))","v":349},82.994318181818187,55.32954545454546,27.66477272727273,0,0,28.649403173555843,0,0,70.312356754543018,2045.8508716117728,2045.8508716117728,2.1119684623633186E-2,2.9065151623915483E-3,6.283115681519418E-5,false,1.5202205713946716E-2,0,0,80.625770042523513,40.570339679129205,0,0]
[2030,46,{"$f":"IF(LOADPROFILE=0.1,Results_10PoE!C1853,IF(LOADPROFILE=0.5,Results_50PoE!C1853,\"Invalid Load Profile %\"))","v":277},82.994318181818187,55.32954545454546,27.66477272727273,0,0,29.649403173555843,0,0,147.62734554767027,2205.4799651906183,2205.4799651906183,2.1119684623633186E-2,2.9065151623915483E-3,6.283115681519418E-5,false,1.5202205713946716E-2,0,0,169.28131787227531,43.735871751397575,0,0]
[2030,47,{"$f":"IF(LOADPROFILE=0.1,Results_10PoE!C1854,IF(LOADPROFILE=0.5,Results_50PoE!C1854,\"Invalid Load Profile %\"))","v":202},82.994318181818187,55.32954545454546,27.66477272727273,0,0,30.649403173555843,0,0,153.92877261448839,1580.7065889002654,1580.7065889002654,2.1119684623633186E-2,2.9065151623915483E-3,6.283115681519418E-5,false,1.5202205713946716E-2,0,0,176.50703797439925,31.346274615900203,0,0]
[2030,48,{"$f":"IF(LOADPROFILE=0.1,Results_10PoE!C1855,IF(LOADPROFILE=0.5,Results_50PoE!C1855,\"Invalid Load Profile %\"))","v":150},82.994318181818187,55.32954545454546,27.66477272727273,0,0,31.649403173555843,0,0,197.59864004736417,1569.500386475996,1569.500386475996,2.1119684623633186E-2,2.9065151623915483E-3,6.283115681519418E-5,false,1.5202205713946716E-2,0,0,226.58239957437914,31.124049504004578,0,0]
[2030,49,{"$f":"IF(LOADPROFILE=0.1,Results_10PoE!C1856,IF(LOADPROFILE=0.5,Results_50PoE!C1856,\"Invalid Load Profile %\"))","v":100},82.994318181818187,55.32954545454546,27.66477272727273,0,0,32.649403173555839,0,0,217.52618350187061,1424.7997203590667,1424.7997203590667,2.1119684623633186E-2,2.9065151623915483E-3,6.283115681519418E-5,false,1.5202205713946716E-2,0,0,249.43291419564619,28.254556298209419,0,0]
[2030,50,{"$f":"IF(LOADPROFILE=0.1,Results_10PoE!C1857,IF(LOADPROFILE=0.5,Results_50PoE!C1857,\"Invalid Load Profile %\"))","v":56},82.994318181818187,55.32954545454546,27.66477272727273,0,0,33.649403173555839,0,0,136.51836287562273,767.59316623279335,767.59316623279335,2.1119684623633186E-2,2.9065151623915483E-3,6.283115681519418E-5,false,1.5202205713946716E-2,0,0,156.54287012759758,15.221791539922286,0,0]
[2030,51,{"$f":"IF(LOADPROFILE=0.1,Results_10PoE!C1858,IF(LOADPROFILE=0.5,Results_50PoE!C1858,\"Invalid Load Profile %\"))","v":33},82.994318181818187,55.32954545454546,27.66477272727273,0,0,34.649403173555839,0,0,103.91077637122198,515.48130029981155,515.48130029981155,2.1119684623633186E-2,2.9065151623915483E-3,6.283115681519418E-5,false,1.5202205713946716E-2,0,0,119.15240431910168,10.22227560258416,0,0]
[2030,52,{"$f":"IF(LOADPROFILE=0.1,Results_10PoE!C1859,IF(LOADPROFILE=0.5,Results_50PoE!C1859,\"Invalid Load Profile %\"))","v":18},82.994318181818187,55.32954545454546,27.66477272727273,0,0,35.649403173555839,0,0,55.434324317661137,247.5005688176696,247.5005688176696,2.1119684623633186E-2,2.9065151623915483E-3,6.283115681519418E-5,false,1.5202205713946716E-2,0,0,63.565428485081135,4.9080713980877091,0,0]
[2030,53,{"$f":"IF(LOADPROFILE=0.1,Results_10PoE!C1860,IF(LOADPROFILE=0.5,Results_50PoE!C1860,\"Invalid Load Profile %\"))","v":11},82.994318181818187,55.32954545454546,27.66477272727273,0,0,36.649403173555839,0,0,44.554966425299057,181.74514106816224,181.74514106816224,2.1119684623633186E-2,2.9065151623915483E-3,6.283115681519418E-5,false,1.5202205713946716E-2,0,0,51.090286872320114,3.6041053678353396,0,0]
[2030,54,{"$f":"IF(LOADPROFILE=0.1,Results_10PoE!C1861,IF(LOADPROFILE=0.5,Results_50PoE!C1861,\"Invalid Load Profile %\"))","v":6},82.994318181818187,55.32954545454546,27.66477272727273,0,0,37.649403173555839,0,0,29.708392145646954,112.02249693136486,112.02249693136486,2.1119684623633186E-2,2.9065151623915483E-3,6.283115681519418E-5,false,1.5202205713946716E-2,0,0,34.066017753177938,2.2214672707933896,0,0]
[2030,55,{"$f":"IF(LOADPROFILE=0.1,Results_10PoE!C1862,IF(LOADPROFILE=0.5,Results_50PoE!C1862,\"Invalid Load Profile %\"))","v":3},82.994318181818187,55.32954545454546,27.66477272727273,0,0,38.649403173555839,0,0,32.683804436114478,114.99790922183239,114.99790922183239,2.1119684623633186E-2,2.9065151623915483E-3,6.283115681519418E-5,false,1.5202205713946716E-2,0,0,37.477863382963811,2.2804713208855754,0,0]
[2030,56,{"$f":"IF(LOADPROFILE=0.1,Results_10PoE!C1863,IF(LOADPROFILE=0.5,Results_50PoE!C1863,\"Invalid Load Profile %\"))","v":0},82.994318181818187,55.32954545454546,27.66477272727273,0,0,39.649403173555839,0,0,0,0,0,2.1119684623633186E-2,2.9065151623915483E-3,6.283115681519418E-5,false,1.5202205713946716E-2,0,0,0,0,0,0]
[2030,57,{"$f":"IF(LOADPROFILE=0.1,Results_10PoE!C1864,IF(LOADPROFILE=0.5,Results_50PoE!C1864,\"Invalid Load Profile %\"))","v":0},82.994318181818187,55.32954545454546,27.66477272727273,0,0,40.649403173555839,0,0,0,0,0,2.1119684623633186E-2,2.9065151623915483E-3,6.283115681519418E-5,false,1.5202205713946716E-2,0,0,0,0,0,0]
[2030,58,{"$f":"IF(LOADPROFILE=0.1,Results_10PoE!C1865,IF(LOADPROFILE=0.5,Results_50PoE!C1865,\"Invalid Load Profile %\"))","v":0},{"$f":"VLOOKUP($A1894,$Q$4:$AB$26,6,FALSE)","v":82.994318181818187},{"$f":"VLOOKUP($A1894,$Q$4:$AB$26,7,FALSE)","v":55.32954545454546},{"$f":"VLOOKUP($A1894,$Q$4:$AB$26,9,FALSE)","v":27.66477272727273},{"$f":"VLOOKUP($A1894,$Q$4:$AB$26,10,FALSE)","v":0},{"$f":"VLOOKUP($A1894,$Q$4:$AB$26,11,FALSE)","v":0},{"$f":"IF(B1894-VLOOKUP(A1894,$Q$4:$AB$26,12,FALSE)<0,0,B1894-VLOOKUP(A1894,$Q$4:$AB$26,12,FALSE))","v":41.649403173555839},{"$f":"IF(B1894=150,0,IF(IF($I1894>D1894,($I1894-D1894)*($C1894-$C1895),0)<0,0,IF($I1894>D1894,($I1894-D1894)*($C1894-$C1895),0)))*$Y$30","v":0},{"$f":"IF(C1894=150,0,IF(IF($I1894>E1894,($I1894-E1894)*($C1894-$C1895),0)<0,0,IF($I1894>E1894,($I1894-E1894)*($C1894-$C1895),0)))*$Y$30","v":0},{"$f":"IF(D1894=150,0,IF(IF($I1894>F1894,($I1894-F1894)*($C1894-$C1895),0)<0,0,IF($I1894>F1894,($I1894-F1894)*($C1894-$C1895),0)))*$Y$30","v":0},{"$f":"IF(E1894=150,0,IF(IF($I1894>G1894,($I1894-G1894)*($C1894-$C1895),0)<0,0,IF($I1894>G1894,($I1894-G1894)*($C1894-$C1895),0)))*$Y$30","v":0},{"$f":"IF(F1894=150,0,IF(IF($I1894>H1894,($I1894-H1894)*($C1894-$C1895),0)<0,0,IF($I1894>H1894,($I1894-H1894)*($C1894-$C1895),0)))*$Y$30","v":0},{"$f":"VLOOKUP($A1894, $Q$4:$BB$26,33,FALSE)","v":2.1119684623633186E-2},{"$f":"VLOOKUP($A1894, $Q$4:$BB$26,34,FALSE)","v":2.9065151623915483E-3},{"$f":"VLOOKUP($A1894, $Q$4:$BB$26,35,FALSE)","v":6.283115681519418E-5},{"$f":"VLOOKUP($A1894, $Q$4:$BB$26,36,FALSE)","v":false},{"$f":"VLOOKUP($A1894, $Q$4:$BB$26,37,FALSE)","v":1.5202205713946716E-2},{"$f":"J1894*1000*($S$34/365)","v":0},{"$f":"O1894*K1894*1000*($T$34/365)","v":0},{"$f":"P1894*L1894*1000*($U$34/365)","v":0},{"$f":"Q1894*M1894*1000*($V$34/365)","v":0},{"$f":"R1894*N1894*1000*($W$34/365)","v":0},{"$f":"S1894*K1894*1000*($X$34/365)","v":0}]
[2030,59,{"$f":"IF(LOADPROFILE=0.1,Results_10PoE!C1866,IF(LOADPROFILE=0.5,Results_50PoE!C1866,\"Invalid Load Profile %\"))","v":0},82.994318181818187,55.32954545454546,27.66477272727273,0,0,42.649403173555839,0,0,0,0,0,2.1119684623633186E-2,2.9065151623915483E-3,6.283115681519418E-5,false,1.5202205713946716E-2,0,0,0,0,0,0]
[2030,60,{"$f":"IF(LOADPROFILE=0.1,Results_10PoE!C1867,IF(LOADPROFILE=0.5,Results_50PoE!C1867,\"Invalid Load Profile %\"))","v":0},82.994318181818187,55.32954545454546,27.66477272727273,0,0,43.649403173555839,0,0,0,0,0,2.1119684623633186E-2,2.9065151623915483E-3,6.283115681519418E-5,false,1.5202205713946716E-2,0,0,0,0,0,0]
[2030,61,{"$f":"IF(LOADPROFILE=0.1,Results_10PoE!C1868,IF(LOADPROFILE=0.5,Results_50PoE!C1868,\"Invalid Load Profile %\"))","v":0},82.994318181818187,55.32954545454546,27.66477272727273,0,0,44.649403173555839,0,0,0,0,0,2.1119684623633186E-2,2.9065151623915483E-3,6.283115681519418E-5,false,1.5202205713946716E-2,0,0,0,0,0,0]
[2030,62,{"$f":"IF(LOADPROFILE=0.1,Results_10PoE!C1869,IF(LOADPROFILE=0.5,Results_50PoE!C1869,\"Invalid Load Profile %\"))","v":0},82.994318181818187,55.32954545454546,27.66477272727273,0,0,45.649403173555839,0,0,0,0,0,2.1119684623633186E-2,2.9065151623915483E-3,6.283115681519418E-5,false,1.5202205713946716E-2,0,0,0,0,0,0]
[2030,63,{"$f":"IF(LOADPROFILE=0.1,Results_10PoE!C1870,IF(LOADPROFILE=0.5,Results_50PoE!C1870,\"Invalid Load Profile %\"))","v":0},82.994318181818187,55.32954545454546,27.66477272727273,0,0,46.649403173555839,0,0,0,0,0,2.1119684623633186E-2,2.9065151623915483E-3,6.283115681519418E-5,false,1.5202205713946716E-2,0,0,0,0,0,0]
[2030,64,{"$f":"IF(LOADPROFILE=0.1,Results_10PoE!C1871,IF(LOADPROFILE=0.5,Results_50PoE!C1871,\"Invalid Load Profile %\"))","v":0},82.994318181818187,55.32954545454546,27.66477272727273,0,0,47.649403173555839,0,0,0,0,0,2.1119684623633186E-2,2.9065151623915483E-3,6.283115681519418E-5,false,1.5202205713946716E-2,0,0,0,0,0,0]
[2030,65,{"$f":"IF(LOADPROFILE=0.1,Results_10PoE!C1872,IF(LOADPROFILE=0.5,Results_50PoE!C1872,\"Invalid Load Profile %\"))","v":0},82.994318181818187,55.32954545454546,27.66477272727273,0,0,48.649403173555839,0,0,0,0,0,2.1119684623633186E-2,2.9065151623915483E-3,6.283115681519418E-5,false,1.5202205713946716E-2,0,0,0,0,0,0]
[2030,66,{"$f":"IF(LOADPROFILE=0.1,Results_10PoE!C1873,IF(LOADPROFILE=0.5,Results_50PoE!C1873,\"Invalid Load Profile %\"))","v":0},82.994318181818187,55.32954545454546,27.66477272727273,0,0,49.649403173555839,0,0,0,0,0,2.1119684623633186E-2,2.9065151623915483E-3,6.283115681519418E-5,false,1.5202205713946716E-2,0,0,0,0,0,0]
[2030,67,{"$f":"IF(LOADPROFILE=0.1,Results_10PoE!C1874,IF(LOADPROFILE=0.5,Results_50PoE!C1874,\"Invalid Load Profile %\"))","v":0},82.994318181818187,55.32954545454546,27.66477272727273,0,0,50.649403173555839,0,0,0,0,0,2.1119684623633186E-2,2.9065151623915483E-3,6.283115681519418E-5,false,1.5202205713946716E-2,0,0,0,0,0,0]
[2030,68,{"$f":"IF(LOADPROFILE=0.1,Results_10PoE!C1875,IF(LOADPROFILE=0.5,Results_50PoE!C1875,\"Invalid Load Profile %\"))","v":0},82.994318181818187,55.32954545454546,27.66477272727273,0,0,51.649403173555839,0,0,0,0,0,2.1119684623633186E-2,2.9065151623915483E-3,6.283115681519418E-5,false,1.5202205713946716E-2,0,0,0,0,0,0]
[2030,69,{"$f":"IF(LOADPROFILE=0.1,Results_10PoE!C1876,IF(LOADPROFILE=0.5,Results_50PoE!C1876,\"Invalid Load Profile %\"))","v":0},82.994318181818187,55.32954545454546,27.66477272727273,0,0,52.649403173555839,0,0,0,0,0,2.1119684623633186E-2,2.9065151623915483E-3,6.283115681519418E-5,false,1.5202205713946716E-2,0,0,0,0,0,0]
[2030,70,{"$f":"IF(LOADPROFILE=0.1,Results_10PoE!C1877,IF(LOADPROFILE=0.5,Results_50PoE!C1877,\"Invalid Load Profile %\"))","v":0},82.994318181818187,55.32954545454546,27.66477272727273,0,0,53.649403173555839,0,0,0,0,0,2.1119684623633186E-2,2.9065151623915483E-3,6.283115681519418E-5,false,1.5202205713946716E-2,0,0,0,0,0,0]
[2030,71,{"$f":"IF(LOADPROFILE=0.1,Results_10PoE!C1878,IF(LOADPROFILE=0.5,Results_50PoE!C1878,\"Invalid Load Profile %\"))","v":0},82.994318181818187,55.32954545454546,27.66477272727273,0,0,54.649403173555839,0,0,0,0,0,2.1119684623633186E-2,2.9065151623915483E-3,6.283115681519418E-5,false,1.5202205713946716E-2,0,0,0,0,0,0]
[2030,72,{"$f":"IF(LOADPROFILE=0.1,Results_10PoE!C1879,IF(LOADPROFILE=0.5,Results_50PoE!C1879,\"Invalid Load Profile %\"))","v":0},82.994318181818187,55.32954545454546,27.66477272727273,0,0,55.649403173555839,0,0,0,0,0,2.1119684623633186E-2,2.9065151623915483E-3,6.283115681519418E-5,false,1.5202205713946716E-2,0,0,0,0,0,0]
[2030,73,{"$f":"IF(LOADPROFILE=0.1,Results_10PoE!C1880,IF(LOADPROFILE=0.5,Results_50PoE!C1880,\"Invalid Load Profile %\"))","v":0},82.994318181818187,55.32954545454546,27.66477272727273,0,0,56.649403173555839,0,0,0,0,0,2.1119684623633186E-2,2.9065151623915483E-3,6.283115681519418E-5,false,1.5202205713946716E-2,0,0,0,0,0,0]
[2030,74,{"$f":"IF(LOADPROFILE=0.1,Results_10PoE!C1881,IF(LOADPROFILE=0.5,Results_50PoE!C1881,\"Invalid Load Profile %\"))","v":0},82.994318181818187,55.32954545454546,27.66477272727273,0,0,57.649403173555839,0,0,0,0,0,2.1119684623633186E-2,2.9065151623915483E-3,6.283115681519418E-5,false,1.5202205713946716E-2,0,0,0,0,0,0]
[2030,75,{"$f":"IF(LOADPROFILE=0.1,Results_10PoE!C1882,IF(LOADPROFILE=0.5,Results_50PoE!C1882,\"Invalid Load Profile %\"))","v":0},82.994318181818187,55.32954545454546,27.66477272727273,0,0,58.649403173555839,0,0,0,0,0,2.1119684623633186E-2,2.9065151623915483E-3,6.283115681519418E-5,false,1.5202205713946716E-2,0,0,0,0,0,0]
[2030,76,{"$f":"IF(LOADPROFILE=0.1,Results_10PoE!C1883,IF(LOADPROFILE=0.5,Results_50PoE!C1883,\"Invalid Load Profile %\"))","v":0},82.994318181818187,55.32954545454546,27.66477272727273,0,0,59.649403173555839,0,0,0,0,0,2.1119684623633186E-2,2.9065151623915483E-3,6.283115681519418E-5,false,1.5202205713946716E-2,0,0,0,0,0,0]
[2030,77,{"$f":"IF(LOADPROFILE=0.1,Results_10PoE!C1884,IF(LOADPROFILE=0.5,Results_50PoE!C1884,\"Invalid Load Profile %\"))","v":0},82.994318181818187,55.32954545454546,27.66477272727273,0,0,60.649403173555839,0,0,0,0,0,2.1119684623633186E-2,2.9065151623915483E-3,6.283115681519418E-5,false,1.5202205713946716E-2,0,0,0,0,0,0]
[2030,78,{"$f":"IF(LOADPROFILE=0.1,Results_10PoE!C1885,IF(LOADPROFILE=0.5,Results_50PoE!C1885,\"Invalid Load Profile %\"))","v":0},82.994318181818187,55.32954545454546,27.66477272727273,0,0,61.649403173555839,0,0,0,0,0,2.1119684623633186E-2,2.9065151623915483E-3,6.283115681519418E-5,false,1.5202205713946716E-2,0,0,0,0,0,0]
[2030,79,{"$f":"IF(LOADPROFILE=0.1,Results_10PoE!C1886,IF(LOADPROFILE=0.5,Results_50PoE!C1886,\"Invalid Load Profile %\"))","v":0},82.994318181818187,55.32954545454546,27.66477272727273,0,0,62.649403173555839,0,0,0,0,0,2.1119684623633186E-2,2.9065151623915483E-3,6.283115681519418E-5,false,1.5202205713946716E-2,0,0,0,0,0,0]
[2030,80,{"$f":"IF(LOADPROFILE=0.1,Results_10PoE!C1887,IF(LOADPROFILE=0.5,Results_50PoE!C1887,\"Invalid Load Profile %\"))","v":0},82.994318181818187,55.32954545454546,27.66477272727273,0,0,63.649403173555839,0,0,0,0,0,2.1119684623633186E-2,2.9065151623915483E-3,6.283115681519418E-5,false,1.5202205713946716E-2,0,0,0,0,0,0]
[2030,81,{"$f":"IF(LOADPROFILE=0.1,Results_10PoE!C1888,IF(LOADPROFILE=0.5,Results_50PoE!C1888,\"Invalid Load Profile %\"))","v":0},82.994318181818187,55.32954545454546,27.66477272727273,0,0,64.649403173555839,0,0,0,0,0,2.1119684623633186E-2,2.9065151623915483E-3,6.283115681519418E-5,false,1.5202205713946716E-2,0,0,0,0,0,0]
[2030,82,{"$f":"IF(LOADPROFILE=0.1,Results_10PoE!C1889,IF(LOADPROFILE=0.5,Results_50PoE!C1889,\"Invalid Load Profile %\"))","v":0},82.994318181818187,55.32954545454546,27.66477272727273,0,0,65.649403173555839,0,0,0,0,0,2.1119684623633186E-2,2.9065151623915483E-3,6.283115681519418E-5,false,1.5202205713946716E-2,0,0,0,0,0,0]
[2030,83,{"$f":"IF(LOADPROFILE=0.1,Results_10PoE!C1890,IF(LOADPROFILE=0.5,Results_50PoE!C1890,\"Invalid Load Profile %\"))","v":0},82.994318181818187,55.32954545454546,27.66477272727273,0,0,66.649403173555839,0,0,0,0,0,2.1119684623633186E-2,2.9065151623915483E-3,6.283115681519418E-5,false,1.5202205713946716E-2,0,0,0,0,0,0]
[2030,84,{"$f":"IF(LOADPROFILE=0.1,Results_10PoE!C1891,IF(LOADPROFILE=0.5,Results_50PoE!C1891,\"Invalid Load Profile %\"))","v":0},82.994318181818187,55.32954545454546,27.66477272727273,0,0,67.649403173555839,0,0,0,0,0,2.1119684623633186E-2,2.9065151623915483E-3,6.283115681519418E-5,false,1.5202205713946716E-2,0,0,0,0,0,0]
[2030,85,{"$f":"IF(LOADPROFILE=0.1,Results_10PoE!C1892,IF(LOADPROFILE=0.5,Results_50PoE!C1892,\"Invalid Load Profile %\"))","v":0},82.994318181818187,55.32954545454546,27.66477272727273,0,0,68.649403173555839,0,0,0,0,0,2.1119684623633186E-2,2.9065151623915483E-3,6.283115681519418E-5,false,1.5202205713946716E-2,0,0,0,0,0,0]
[2030,86,{"$f":"IF(LOADPROFILE=0.1,Results_10PoE!C1893,IF(LOADPROFILE=0.5,Results_50PoE!C1893,\"Invalid Load Profile %\"))","v":0},82.994318181818187,55.32954545454546,27.66477272727273,0,0,69.649403173555839,0,0,0,0,0,2.1119684623633186E-2,2.9065151623915483E-3,6.283115681519418E-5,false,1.5202205713946716E-2,0,0,0,0,0,0]
[2030,87,{"$f":"IF(LOADPROFILE=0.1,Results_10PoE!C1894,IF(LOADPROFILE=0.5,Results_50PoE!C1894,\"Invalid Load Profile %\"))","v":0},82.994318181818187,55.32954545454546,27.66477272727273,0,0,70.649403173555839,0,0,0,0,0,2.1119684623633186E-2,2.9065151623915483E-3,6.283115681519418E-5,false,1.5202205713946716E-2,0,0,0,0,0,0]
[2030,88,{"$f":"IF(LOADPROFILE=0.1,Results_10PoE!C1895,IF(LOADPROFILE=0.5,Results_50PoE!C1895,\"Invalid Load Profile %\"))","v":0},82.994318181818187,55.32954545454546,27.66477272727273,0,0,71.649403173555839,0,0,0,0,0,2.1119684623633186E-2,2.9065151623915483E-3,6.283115681519418E-5,false,1.5202205713946716E-2,0,0,0,0,0,0]
[2030,89,{"$f":"IF(LOADPROFILE=0.1,Results_10PoE!C1896,IF(LOADPROFILE=0.5,Results_50PoE!C1896,\"Invalid Load Profile %\"))","v":0},82.994318181818187,55.32954545454546,27.66477272727273,0,0,72.649403173555839,0,0,0,0,0,2.1119684623633186E-2,2.9065151623915483E-3,6.283115681519418E-5,false,1.5202205713946716E-2,0,0,0,0,0,0]
[2030,90,{"$f":"IF(LOADPROFILE=0.1,Results_10PoE!C1897,IF(LOADPROFILE=0.5,Results_50PoE!C1897,\"Invalid Load Profile %\"))","v":0},82.994318181818187,55.32954545454546,27.66477272727273,0,0,73.649403173555839,0,0,0,0,0,2.1119684623633186E-2,2.9065151623915483E-3,6.283115681519418E-5,false,1.5202205713946716E-2,0,0,0,0,0,0]
[2030,91,{"$f":"IF(LOADPROFILE=0.1,Results_10PoE!C1898,IF(LOADPROFILE=0.5,Results_50PoE!C1898,\"Invalid Load Profile %\"))","v":0},82.994318181818187,55.32954545454546,27.66477272727273,0,0,74.649403173555839,0,0,0,0,0,2.1119684623633186E-2,2.9065151623915483E-3,6.283115681519418E-5,false,1.5202205713946716E-2,0,0,0,0,0,0]
[2030,92,{"$f":"IF(LOADPROFILE=0.1,Results_10PoE!C1899,IF(LOADPROFILE=0.5,Results_50PoE!C1899,\"Invalid Load Profile %\"))","v":0},82.994318181818187,55.32954545454546,27.66477272727273,0,0,75.649403173555839,0,0,0,0,0,2.1119684623633186E-2,2.9065151623915483E-3,6.283115681519418E-5,false,1.5202205713946716E-2,0,0,0,0,0,0]
[2030,93,{"$f":"IF(LOADPROFILE=0.1,Results_10PoE!C1900,IF(LOADPROFILE=0.5,Results_50PoE!C1900,\"Invalid Load Profile %\"))","v":0},82.994318181818187,55.32954545454546,27.66477272727273,0,0,76.649403173555839,0,0,0,0,0,2.1119684623633186E-2,2.9065151623915483E-3,6.283115681519418E-5,false,1.5202205713946716E-2,0,0,0,0,0,0]
[2030,94,{"$f":"IF(LOADPROFILE=0.1,Results_10PoE!C1901,IF(LOADPROFILE=0.5,Results_50PoE!C1901,\"Invalid Load Profile %\"))","v":0},82.994318181818187,55.32954545454546,27.66477272727273,0,0,77.649403173555839,0,0,0,0,0,2.1119684623633186E-2,2.9065151623915483E-3,6.283115681519418E-5,false,1.5202205713946716E-2,0,0,0,0,0,0]
[2030,95,{"$f":"IF(LOADPROFILE=0.1,Results_10PoE!C1902,IF(LOADPROFILE=0.5,Results_50PoE!C1902,\"Invalid Load Profile %\"))","v":0},82.994318181818187,55.32954545454546,27.66477272727273,0,0,78.649403173555839,0,0,0,0,0,2.1119684623633186E-2,2.9065151623915483E-3,6.283115681519418E-5,false,1.5202205713946716E-2,0,0,0,0,0,0]
[2030,96,{"$f":"IF(LOADPROFILE=0.1,Results_10PoE!C1903,IF(LOADPROFILE=0.5,Results_50PoE!C1903,\"Invalid Load Profile %\"))","v":0},82.994318181818187,55.32954545454546,27.66477272727273,0,0,79.649403173555839,0,0,0,0,0,2.1119684623633186E-2,2.9065151623915483E-3,6.283115681519418E-5,false,1.5202205713946716E-2,0,0,0,0,0,0]
[2030,97,{"$f":"IF(LOADPROFILE=0.1,Results_10PoE!C1904,IF(LOADPROFILE=0.5,Results_50PoE!C1904,\"Invalid Load Profile %\"))","v":0},82.994318181818187,55.32954545454546,27.66477272727273,0,0,80.649403173555839,0,0,0,0,0,2.1119684623633186E-2,2.9065151623915483E-3,6.283115681519418E-5,false,1.5202205713946716E-2,0,0,0,0,0,0]
[2030,98,{"$f":"IF(LOADPROFILE=0.1,Results_10PoE!C1905,IF(LOADPROFILE=0.5,Results_50PoE!C1905,\"Invalid Load Profile %\"))","v":0},82.994318181818187,55.32954545454546,27.66477272727273,0,0,81.649403173555839,0,0,0,0,0,2.1119684623633186E-2,2.9065151623915483E-3,6.283115681519418E-5,false,1.5202205713946716E-2,0,0,0,0,0,0]
[2030,99,{"$f":"IF(LOADPROFILE=0.1,Results_10PoE!C1906,IF(LOADPROFILE=0.5,Results_50PoE!C1906,\"Invalid Load Profile %\"))","v":0},82.994318181818187,55.32954545454546,27.66477272727273,0,0,82.649403173555839,0,0,0,0,0,2.1119684623633186E-2,2.9065151623915483E-3,6.283115681519418E-5,false,1.5202205713946716E-2,0,0,0,0,0,0]
[2030,100,{"$f":"IF(LOADPROFILE=0.1,Results_10PoE!C1907,IF(LOADPROFILE=0.5,Results_50PoE!C1907,\"Invalid Load Profile %\"))","v":0},82.994318181818187,55.32954545454546,27.66477272727273,0,0,83.649403173555839,0,0,0,0,0,2.1119684623633186E-2,2.9065151623915483E-3,6.283115681519418E-5,false,1.5202205713946716E-2,0,0,0,0,0,0]
[2030,101,{"$f":"IF(LOADPROFILE=0.1,Results_10PoE!C1908,IF(LOADPROFILE=0.5,Results_50PoE!C1908,\"Invalid Load Profile %\"))","v":0},82.994318181818187,55.32954545454546,27.66477272727273,0,0,84.649403173555839,0,0,0,0,0,2.1119684623633186E-2,2.9065151623915483E-3,6.283115681519418E-5,false,1.5202205713946716E-2,0,0,0,0,0,0]
[2030,102,{"$f":"IF(LOADPROFILE=0.1,Results_10PoE!C1909,IF(LOADPROFILE=0.5,Results_50PoE!C1909,\"Invalid Load Profile %\"))","v":0},82.994318181818187,55.32954545454546,27.66477272727273,0,0,85.649403173555839,0,0,0,0,0,2.1119684623633186E-2,2.9065151623915483E-3,6.283115681519418E-5,false,1.5202205713946716E-2,0,0,0,0,0,0]
[2030,103,{"$f":"IF(LOADPROFILE=0.1,Results_10PoE!C1910,IF(LOADPROFILE=0.5,Results_50PoE!C1910,\"Invalid Load Profile %\"))","v":0},82.994318181818187,55.32954545454546,27.66477272727273,0,0,86.649403173555839,0,0,0,0,0,2.1119684623633186E-2,2.9065151623915483E-3,6.283115681519418E-5,false,1.5202205713946716E-2,0,0,0,0,0,0]
[2030,104,{"$f":"IF(LOADPROFILE=0.1,Results_10PoE!C1911,IF(LOADPROFILE=0.5,Results_50PoE!C1911,\"Invalid Load Profile %\"))","v":0},82.994318181818187,55.32954545454546,27.66477272727273,0,0,87.649403173555839,0,0,0,0,0,2.1119684623633186E-2,2.9065151623915483E-3,6.283115681519418E-5,false,1.5202205713946716E-2,0,0,0,0,0,0]
[2030,105,{"$f":"IF(LOADPROFILE=0.1,Results_10PoE!C1912,IF(LOADPROFILE=0.5,Results_50PoE!C1912,\"Invalid Load Profile %\"))","v":0},82.994318181818187,55.32954545454546,27.66477272727273,0,0,88.649403173555839,0,0,0,0,0,2.1119684623633186E-2,2.9065151623915483E-3,6.283115681519418E-5,false,1.5202205713946716E-2,0,0,0,0,0,0]
[2030,106,{"$f":"IF(LOADPROFILE=0.1,Results_10PoE!C1913,IF(LOADPROFILE=0.5,Results_50PoE!C1913,\"Invalid Load Profile %\"))","v":0},82.994318181818187,55.32954545454546,27.66477272727273,0,0,89.649403173555839,0,0,0,0,0,2.1119684623633186E-2,2.9065151623915483E-3,6.283115681519418E-5,false,1.5202205713946716E-2,0,0,0,0,0,0]
[2030,107,{"$f":"IF(LOADPROFILE=0.1,Results_10PoE!C1914,IF(LOADPROFILE=0.5,Results_50PoE!C1914,\"Invalid Load Profile %\"))","v":0},82.994318181818187,55.32954545454546,27.66477272727273,0,0,90.649403173555839,0,0,0,0,0,2.1119684623633186E-2,2.9065151623915483E-3,6.283115681519418E-5,false,1.5202205713946716E-2,0,0,0,0,0,0]
[2030,108,{"$f":"IF(LOADPROFILE=0.1,Results_10PoE!C1915,IF(LOADPROFILE=0.5,Results_50PoE!C1915,\"Invalid Load Profile %\"))","v":0},82.994318181818187,55.32954545454546,27.66477272727273,0,0,91.649403173555839,0,0,0,0,0,2.1119684623633186E-2,2.9065151623915483E-3,6.283115681519418E-5,false,1.5202205713946716E-2,0,0,0,0,0,0]
[2030,109,{"$f":"IF(LOADPROFILE=0.1,Results_10PoE!C1916,IF(LOADPROFILE=0.5,Results_50PoE!C1916,\"Invalid Load Profile %\"))","v":0},82.994318181818187,55.32954545454546,27.66477272727273,0,0,92.649403173555839,0,0,0,0,0,2.1119684623633186E-2,2.9065151623915483E-3,6.283115681519418E-5,false,1.5202205713946716E-2,0,0,0,0,0,0]
[2030,110,{"$f":"IF(LOADPROFILE=0.1,Results_10PoE!C1917,IF(LOADPROFILE=0.5,Results_50PoE!C1917,\"Invalid Load Profile %\"))","v":0},82.994318181818187,55.32954545454546,27.66477272727273,0,0,93.649403173555839,0,0,0,0,0,2.1119684623633186E-2,2.9065151623915483E-3,6.283115681519418E-5,false,1.5202205713946716E-2,0,0,0,0,0,0]
[2030,111,{"$f":"IF(LOADPROFILE=0.1,Results_10PoE!C1918,IF(LOADPROFILE=0.5,Results_50PoE!C1918,\"Invalid Load Profile %\"))","v":0},82.994318181818187,55.32954545454546,27.66477272727273,0,0,94.649403173555839,0,0,0,0,0,2.1119684623633186E-2,2.9065151623915483E-3,6.283115681519418E-5,false,1.5202205713946716E-2,0,0,0,0,0,0]
[2030,112,{"$f":"IF(LOADPROFILE=0.1,Results_10PoE!C1919,IF(LOADPROFILE=0.5,Results_50PoE!C1919,\"Invalid Load Profile %\"))","v":0},82.994318181818187,55.32954545454546,27.66477272727273,0,0,95.649403173555839,0,0,0,0,0,2.1119684623633186E-2,2.9065151623915483E-3,6.283115681519418E-5,false,1.5202205713946716E-2,0,0,0,0,0,0]
[2030,113,{"$f":"IF(LOADPROFILE=0.1,Results_10PoE!C1920,IF(LOADPROFILE=0.5,Results_50PoE!C1920,\"Invalid Load Profile %\"))","v":0},82.994318181818187,55.32954545454546,27.66477272727273,0,0,96.649403173555839,0,0,0,0,0,2.1119684623633186E-2,2.9065151623915483E-3,6.283115681519418E-5,false,1.5202205713946716E-2,0,0,0,0,0,0]
[2030,114,{"$f":"IF(LOADPROFILE=0.1,Results_10PoE!C1921,IF(LOADPROFILE=0.5,Results_50PoE!C1921,\"Invalid Load Profile %\"))","v":0},82.994318181818187,55.32954545454546,27.66477272727273,0,0,97.649403173555839,0,0,0,0,0,2.1119684623633186E-2,2.9065151623915483E-3,6.283115681519418E-5,false,1.5202205713946716E-2,0,0,0,0,0,0]
[2030,115,{"$f":"IF(LOADPROFILE=0.1,Results_10PoE!C1922,IF(LOADPROFILE=0.5,Results_50PoE!C1922,\"Invalid Load Profile %\"))","v":0},82.994318181818187,55.32954545454546,27.66477272727273,0,0,98.649403173555839,0,0,0,0,0,2.1119684623633186E-2,2.9065151623915483E-3,6.283115681519418E-5,false,1.5202205713946716E-2,0,0,0,0,0,0]
[2030,116,{"$f":"IF(LOADPROFILE=0.1,Results_10PoE!C1923,IF(LOADPROFILE=0.5,Results_50PoE!C1923,\"Invalid Load Profile %\"))","v":0},82.994318181818187,55.32954545454546,27.66477272727273,0,0,99.649403173555839,0,0,0,0,0,2.1119684623633186E-2,2.9065151623915483E-3,6.283115681519418E-5,false,1.5202205713946716E-2,0,0,0,0,0,0]
[2030,117,{"$f":"IF(LOADPROFILE=0.1,Results_10PoE!C1924,IF(LOADPROFILE=0.5,Results_50PoE!C1924,\"Invalid Load Profile %\"))","v":0},82.994318181818187,55.32954545454546,27.66477272727273,0,0,100.64940317355584,0,0,0,0,0,2.1119684623633186E-2,2.9065151623915483E-3,6.283115681519418E-5,false,1.5202205713946716E-2,0,0,0,0,0,0]
[2030,118,{"$f":"IF(LOADPROFILE=0.1,Results_10PoE!C1925,IF(LOADPROFILE=0.5,Results_50PoE!C1925,\"Invalid Load Profile %\"))","v":0},82.994318181818187,55.32954545454546,27.66477272727273,0,0,101.64940317355584,0,0,0,0,0,2.1119684623633186E-2,2.9065151623915483E-3,6.283115681519418E-5,false,1.5202205713946716E-2,0,0,0,0,0,0]
[2030,119,{"$f":"IF(LOADPROFILE=0.1,Results_10PoE!C1926,IF(LOADPROFILE=0.5,Results_50PoE!C1926,\"Invalid Load Profile %\"))","v":0},82.994318181818187,55.32954545454546,27.66477272727273,0,0,102.64940317355584,0,0,0,0,0,2.1119684623633186E-2,2.9065151623915483E-3,6.283115681519418E-5,false,1.5202205713946716E-2,0,0,0,0,0,0]
[2030,120,{"$f":"IF(LOADPROFILE=0.1,Results_10PoE!C1927,IF(LOADPROFILE=0.5,Results_50PoE!C1927,\"Invalid Load Profile %\"))","v":0},82.994318181818187,55.32954545454546,27.66477272727273,0,0,103.64940317355584,0,0,0,0,0,2.1119684623633186E-2,2.9065151623915483E-3,6.283115681519418E-5,false,1.5202205713946716E-2,0,0,0,0,0,0]
[2030,121,{"$f":"IF(LOADPROFILE=0.1,Results_10PoE!C1928,IF(LOADPROFILE=0.5,Results_50PoE!C1928,\"Invalid Load Profile %\"))","v":0},82.994318181818187,55.32954545454546,27.66477272727273,0,0,104.64940317355584,0,0,0,0,0,2.1119684623633186E-2,2.9065151623915483E-3,6.283115681519418E-5,false,1.5202205713946716E-2,0,0,0,0,0,0]
[2030,122,{"$f":"IF(LOADPROFILE=0.1,Results_10PoE!C1929,IF(LOADPROFILE=0.5,Results_50PoE!C1929,\"Invalid Load Profile %\"))","v":0},{"$f":"VLOOKUP($A1958,$Q$4:$AB$26,6,FALSE)","v":82.994318181818187},{"$f":"VLOOKUP($A1958,$Q$4:$AB$26,7,FALSE)","v":55.32954545454546},{"$f":"VLOOKUP($A1958,$Q$4:$AB$26,9,FALSE)","v":27.66477272727273},{"$f":"VLOOKUP($A1958,$Q$4:$AB$26,10,FALSE)","v":0},{"$f":"VLOOKUP($A1958,$Q$4:$AB$26,11,FALSE)","v":0},{"$f":"IF(B1958-VLOOKUP(A1958,$Q$4:$AB$26,12,FALSE)<0,0,B1958-VLOOKUP(A1958,$Q$4:$AB$26,12,FALSE))","v":105.64940317355584},{"$f":"IF(B1958=150,0,IF(IF($I1958>D1958,($I1958-D1958)*($C1958-$C1959),0)<0,0,IF($I1958>D1958,($I1958-D1958)*($C1958-$C1959),0)))*$Y$30","v":0},{"$f":"IF(C1958=150,0,IF(IF($I1958>E1958,($I1958-E1958)*($C1958-$C1959),0)<0,0,IF($I1958>E1958,($I1958-E1958)*($C1958-$C1959),0)))*$Y$30","v":0},{"$f":"IF(D1958=150,0,IF(IF($I1958>F1958,($I1958-F1958)*($C1958-$C1959),0)<0,0,IF($I1958>F1958,($I1958-F1958)*($C1958-$C1959),0)))*$Y$30","v":0},{"$f":"IF(E1958=150,0,IF(IF($I1958>G1958,($I1958-G1958)*($C1958-$C1959),0)<0,0,IF($I1958>G1958,($I1958-G1958)*($C1958-$C1959),0)))*$Y$30","v":0},{"$f":"IF(F1958=150,0,IF(IF($I1958>H1958,($I1958-H1958)*($C1958-$C1959),0)<0,0,IF($I1958>H1958,($I1958-H1958)*($C1958-$C1959),0)))*$Y$30","v":0},{"$f":"VLOOKUP($A1958, $Q$4:$BB$26,33,FALSE)","v":2.1119684623633186E-2},{"$f":"VLOOKUP($A1958, $Q$4:$BB$26,34,FALSE)","v":2.9065151623915483E-3},{"$f":"VLOOKUP($A1958, $Q$4:$BB$26,35,FALSE)","v":6.283115681519418E-5},{"$f":"VLOOKUP($A1958, $Q$4:$BB$26,36,FALSE)","v":false},{"$f":"VLOOKUP($A1958, $Q$4:$BB$26,37,FALSE)","v":1.5202205713946716E-2},{"$f":"J1958*1000*($S$34/365)","v":0},{"$f":"O1958*K1958*1000*($T$34/365)","v":0},{"$f":"P1958*L1958*1000*($U$34/365)","v":0},{"$f":"Q1958*M1958*1000*($V$34/365)","v":0},{"$f":"R1958*N1958*1000*($W$34/365)","v":0},{"$f":"S1958*K1958*1000*($X$34/365)","v":0}]
[2030,123,{"$f":"IF(LOADPROFILE=0.1,Results_10PoE!C1930,IF(LOADPROFILE=0.5,Results_50PoE!C1930,\"Invalid Load Profile %\"))","v":0},82.994318181818187,55.32954545454546,27.66477272727273,0,0,106.64940317355584,0,0,0,0,0,2.1119684623633186E-2,2.9065151623915483E-3,6.283115681519418E-5,false,1.5202205713946716E-2,0,0,0,0,0,0]
[2030,124,{"$f":"IF(LOADPROFILE=0.1,Results_10PoE!C1931,IF(LOADPROFILE=0.5,Results_50PoE!C1931,\"Invalid Load Profile %\"))","v":0},82.994318181818187,55.32954545454546,27.66477272727273,0,0,107.64940317355584,0,0,0,0,0,2.1119684623633186E-2,2.9065151623915483E-3,6.283115681519418E-5,false,1.5202205713946716E-2,0,0,0,0,0,0]
[2030,125,{"$f":"IF(LOADPROFILE=0.1,Results_10PoE!C1932,IF(LOADPROFILE=0.5,Results_50PoE!C1932,\"Invalid Load Profile %\"))","v":0},82.994318181818187,55.32954545454546,27.66477272727273,0,0,108.64940317355584,0,0,0,0,0,2.1119684623633186E-2,2.9065151623915483E-3,6.283115681519418E-5,false,1.5202205713946716E-2,0,0,0,0,0,0]
[2030,126,{"$f":"IF(LOADPROFILE=0.1,Results_10PoE!C1933,IF(LOADPROFILE=0.5,Results_50PoE!C1933,\"Invalid Load Profile %\"))","v":0},82.994318181818187,55.32954545454546,27.66477272727273,0,0,109.64940317355584,0,0,0,0,0,2.1119684623633186E-2,2.9065151623915483E-3,6.283115681519418E-5,false,1.5202205713946716E-2,0,0,0,0,0,0]
[2030,127,{"$f":"IF(LOADPROFILE=0.1,Results_10PoE!C1934,IF(LOADPROFILE=0.5,Results_50PoE!C1934,\"Invalid Load Profile %\"))","v":0},82.994318181818187,55.32954545454546,27.66477272727273,0,0,110.64940317355584,0,0,0,0,0,2.1119684623633186E-2,2.9065151623915483E-3,6.283115681519418E-5,false,1.5202205713946716E-2,0,0,0,0,0,0]
[2030,128,{"$f":"IF(LOADPROFILE=0.1,Results_10PoE!C1935,IF(LOADPROFILE=0.5,Results_50PoE!C1935,\"Invalid Load Profile %\"))","v":0},82.994318181818187,55.32954545454546,27.66477272727273,0,0,111.64940317355584,0,0,0,0,0,2.1119684623633186E-2,2.9065151623915483E-3,6.283115681519418E-5,false,1.5202205713946716E-2,0,0,0,0,0,0]
[2030,129,{"$f":"IF(LOADPROFILE=0.1,Results_10PoE!C1936,IF(LOADPROFILE=0.5,Results_50PoE!C1936,\"Invalid Load Profile %\"))","v":0},82.994318181818187,55.32954545454546,27.66477272727273,0,0,112.64940317355584,0,0,0,0,0,2.1119684623633186E-2,2.9065151623915483E-3,6.283115681519418E-5,false,1.5202205713946716E-2,0,0,0,0,0,0]
[2030,130,{"$f":"IF(LOADPROFILE=0.1,Results_10PoE!C1937,IF(LOADPROFILE=0.5,Results_50PoE!C1937,\"Invalid Load Profile %\"))","v":0},82.994318181818187,55.32954545454546,27.66477272727273,0,0,113.64940317355584,0,0,0,0,0,2.1119684623633186E-2,2.9065151623915483E-3,6.283115681519418E-5,false,1.5202205713946716E-2,0,0,0,0,0,0]
[2030,131,{"$f":"IF(LOADPROFILE=0.1,Results_10PoE!C1938,IF(LOADPROFILE=0.5,Results_50PoE!C1938,\"Invalid Load Profile %\"))","v":0},82.994318181818187,55.32954545454546,27.66477272727273,0,0,114.64940317355584,0,0,0,0,0,2.1119684623633186E-2,2.9065151623915483E-3,6.283115681519418E-5,false,1.5202205713946716E-2,0,0,0,0,0,0]
[2030,132,{"$f":"IF(LOADPROFILE=0.1,Results_10PoE!C1939,IF(LOADPROFILE=0.5,Results_50PoE!C1939,\"Invalid Load Profile %\"))","v":0},82.994318181818187,55.32954545454546,27.66477272727273,0,0,115.64940317355584,0,0,0,0,0,2.1119684623633186E-2,2.9065151623915483E-3,6.283115681519418E-5,false,1.5202205713946716E-2,0,0,0,0,0,0]
[2030,133,{"$f":"IF(LOADPROFILE=0.1,Results_10PoE!C1940,IF(LOADPROFILE=0.5,Results_50PoE!C1940,\"Invalid Load Profile %\"))","v":0},82.994318181818187,55.32954545454546,27.66477272727273,0,0,116.64940317355584,0,0,0,0,0,2.1119684623633186E-2,2.9065151623915483E-3,6.283115681519418E-5,false,1.5202205713946716E-2,0,0,0,0,0,0]
[2030,134,{"$f":"IF(LOADPROFILE=0.1,Results_10PoE!C1941,IF(LOADPROFILE=0.5,Results_50PoE!C1941,\"Invalid Load Profile %\"))","v":0},82.994318181818187,55.32954545454546,27.66477272727273,0,0,117.64940317355584,0,0,0,0,0,2.1119684623633186E-2,2.9065151623915483E-3,6.283115681519418E-5,false,1.5202205713946716E-2,0,0,0,0,0,0]
[2030,135,{"$f":"IF(LOADPROFILE=0.1,Results_10PoE!C1942,IF(LOADPROFILE=0.5,Results_50PoE!C1942,\"Invalid Load Profile %\"))","v":0},82.994318181818187,55.32954545454546,27.66477272727273,0,0,118.64940317355584,0,0,0,0,0,2.1119684623633186E-2,2.9065151623915483E-3,6.283115681519418E-5,false,1.5202205713946716E-2,0,0,0,0,0,0]
[2030,136,{"$f":"IF(LOADPROFILE=0.1,Results_10PoE!C1943,IF(LOADPROFILE=0.5,Results_50PoE!C1943,\"Invalid Load Profile %\"))","v":0},82.994318181818187,55.32954545454546,27.66477272727273,0,0,119.64940317355584,0,0,0,0,0,2.1119684623633186E-2,2.9065151623915483E-3,6.283115681519418E-5,false,1.5202205713946716E-2,0,0,0,0,0,0]
[2030,137,{"$f":"IF(LOADPROFILE=0.1,Results_10PoE!C1944,IF(LOADPROFILE=0.5,Results_50PoE!C1944,\"Invalid Load Profile %\"))","v":0},82.994318181818187,55.32954545454546,27.66477272727273,0,0,120.64940317355584,0,0,0,0,0,2.1119684623633186E-2,2.9065151623915483E-3,6.283115681519418E-5,false,1.5202205713946716E-2,0,0,0,0,0,0]
[2030,138,{"$f":"IF(LOADPROFILE=0.1,Results_10PoE!C1945,IF(LOADPROFILE=0.5,Results_50PoE!C1945,\"Invalid Load Profile %\"))","v":0},82.994318181818187,55.32954545454546,27.66477272727273,0,0,121.64940317355584,0,0,0,0,0,2.1119684623633186E-2,2.9065151623915483E-3,6.283115681519418E-5,false,1.5202205713946716E-2,0,0,0,0,0,0]
[2030,139,{"$f":"IF(LOADPROFILE=0.1,Results_10PoE!C1946,IF(LOADPROFILE=0.5,Results_50PoE!C1946,\"Invalid Load Profile %\"))","v":0},82.994318181818187,55.32954545454546,27.66477272727273,0,0,122.64940317355584,0,0,0,0,0,2.1119684623633186E-2,2.9065151623915483E-3,6.283115681519418E-5,false,1.5202205713946716E-2,0,0,0,0,0,0]
[2030,140,{"$f":"IF(LOADPROFILE=0.1,Results_10PoE!C1947,IF(LOADPROFILE=0.5,Results_50PoE!C1947,\"Invalid Load Profile %\"))","v":0},82.994318181818187,55.32954545454546,27.66477272727273,0,0,123.64940317355584,0,0,0,0,0,2.1119684623633186E-2,2.9065151623915483E-3,6.283115681519418E-5,false,1.5202205713946716E-2,0,0,0,0,0,0]
[2030,141,{"$f":"IF(LOADPROFILE=0.1,Results_10PoE!C1948,IF(LOADPROFILE=0.5,Results_50PoE!C1948,\"Invalid Load Profile %\"))","v":0},82.994318181818187,55.32954545454546,27.66477272727273,0,0,124.64940317355584,0,0,0,0,0,2.1119684623633186E-2,2.9065151623915483E-3,6.283115681519418E-5,false,1.5202205713946716E-2,0,0,0,0,0,0]
[2030,142,{"$f":"IF(LOADPROFILE=0.1,Results_10PoE!C1949,IF(LOADPROFILE=0.5,Results_50PoE!C1949,\"Invalid Load Profile %\"))","v":0},82.994318181818187,55.32954545454546,27.66477272727273,0,0,125.64940317355584,0,0,0,0,0,2.1119684623633186E-2,2.9065151623915483E-3,6.283115681519418E-5,false,1.5202205713946716E-2,0,0,0,0,0,0]
[2030,143,{"$f":"IF(LOADPROFILE=0.1,Results_10PoE!C1950,IF(LOADPROFILE=0.5,Results_50PoE!C1950,\"Invalid Load Profile %\"))","v":0},82.994318181818187,55.32954545454546,27.66477272727273,0,0,126.64940317355584,0,0,0,0,0,2.1119684623633186E-2,2.9065151623915483E-3,6.283115681519418E-5,false,1.5202205713946716E-2,0,0,0,0,0,0]
[2030,144,{"$f":"IF(LOADPROFILE=0.1,Results_10PoE!C1951,IF(LOADPROFILE=0.5,Results_50PoE!C1951,\"Invalid Load Profile %\"))","v":0},82.994318181818187,55.32954545454546,27.66477272727273,0,0,127.64940317355584,0,0,0,0,0,2.1119684623633186E-2,2.9065151623915483E-3,6.283115681519418E-5,false,1.5202205713946716E-2,0,0,0,0,0,0]
[2030,145,{"$f":"IF(LOADPROFILE=0.1,Results_10PoE!C1952,IF(LOADPROFILE=0.5,Results_50PoE!C1952,\"Invalid Load Profile %\"))","v":0},82.994318181818187,55.32954545454546,27.66477272727273,0,0,128.64940317355584,0,0,0,0,0,2.1119684623633186E-2,2.9065151623915483E-3,6.283115681519418E-5,false,1.5202205713946716E-2,0,0,0,0,0,0]
[2030,146,{"$f":"IF(LOADPROFILE=0.1,Results_10PoE!C1953,IF(LOADPROFILE=0.5,Results_50PoE!C1953,\"Invalid Load Profile %\"))","v":0},82.994318181818187,55.32954545454546,27.66477272727273,0,0,129.64940317355584,0,0,0,0,0,2.1119684623633186E-2,2.9065151623915483E-3,6.283115681519418E-5,false,1.5202205713946716E-2,0,0,0,0,0,0]
[2030,147,{"$f":"IF(LOADPROFILE=0.1,Results_10PoE!C1954,IF(LOADPROFILE=0.5,Results_50PoE!C1954,\"Invalid Load Profile %\"))","v":0},82.994318181818187,55.32954545454546,27.66477272727273,0,0,130.64940317355584,0,0,0,0,0,2.1119684623633186E-2,2.9065151623915483E-3,6.283115681519418E-5,false,1.5202205713946716E-2,0,0,0,0,0,0]
[2030,148,{"$f":"IF(LOADPROFILE=0.1,Results_10PoE!C1955,IF(LOADPROFILE=0.5,Results_50PoE!C1955,\"Invalid Load Profile %\"))","v":0},82.994318181818187,55.32954545454546,27.66477272727273,0,0,131.64940317355584,0,0,0,0,0,2.1119684623633186E-2,2.9065151623915483E-3,6.283115681519418E-5,false,1.5202205713946716E-2,0,0,0,0,0,0]
[2030,149,{"$f":"IF(LOADPROFILE=0.1,Results_10PoE!C1956,IF(LOADPROFILE=0.5,Results_50PoE!C1956,\"Invalid Load Profile %\"))","v":0},82.994318181818187,55.32954545454546,27.66477272727273,0,0,132.64940317355584,0,0,0,0,0,2.1119684623633186E-2,2.9065151623915483E-3,6.283115681519418E-5,false,1.5202205713946716E-2,0,0,0,0,0,0]
[2030,150,{"$f":"IF(LOADPROFILE=0.1,Results_10PoE!C1957,IF(LOADPROFILE=0.5,Results_50PoE!C1957,\"Invalid Load Profile %\"))","v":0},82.994318181818187,55.32954545454546,27.66477272727273,0,0,133.64940317355584,0,0,0,0,0,2.1119684623633186E-2,2.9065151623915483E-3,6.283115681519418E-5,false,1.5202205713946716E-2,0,0,0,0,0,0]
[2031,1,{"$f":"IF(LOADPROFILE=0.1,Results_10PoE!C1958,IF(LOADPROFILE=0.5,Results_50PoE!C1958,\"Invalid Load Profile %\"))","v":8710},82.994318181818187,55.32954545454546,27.66477272727273,0,0,0,0,0,0,0,0,2.2275675445967175E-2,3.0720661680492425E-3,6.7266604593260428E-5,false,1.5795259257211529E-2,0,0,0,0,0,0]
[2031,2,{"$f":"IF(LOADPROFILE=0.1,Results_10PoE!C1959,IF(LOADPROFILE=0.5,Results_50PoE!C1959,\"Invalid Load Profile %\"))","v":8668},82.994318181818187,55.32954545454546,27.66477272727273,0,0,0,0,0,0,0,0,2.2275675445967175E-2,3.0720661680492425E-3,6.7266604593260428E-5,false,1.5795259257211529E-2,0,0,0,0,0,0]
[2031,3,{"$f":"IF(LOADPROFILE=0.1,Results_10PoE!C1960,IF(LOADPROFILE=0.5,Results_50PoE!C1960,\"Invalid Load Profile %\"))","v":8576},82.994318181818187,55.32954545454546,27.66477272727273,0,0,0,0,0,0,0,0,2.2275675445967175E-2,3.0720661680492425E-3,6.7266604593260428E-5,false,1.5795259257211529E-2,0,0,0,0,0,0]
[2031,4,{"$f":"IF(LOADPROFILE=0.1,Results_10PoE!C1961,IF(LOADPROFILE=0.5,Results_50PoE!C1961,\"Invalid Load Profile %\"))","v":8451},82.994318181818187,55.32954545454546,27.66477272727273,0,0,0,0,0,0,0,0,2.2275675445967175E-2,3.0720661680492425E-3,6.7266604593260428E-5,false,1.5795259257211529E-2,0,0,0,0,0,0]
[2031,5,{"$f":"IF(LOADPROFILE=0.1,Results_10PoE!C1962,IF(LOADPROFILE=0.5,Results_50PoE!C1962,\"Invalid Load Profile %\"))","v":8282},82.994318181818187,55.32954545454546,27.66477272727273,0,0,0,0,0,0,0,0,2.2275675445967175E-2,3.0720661680492425E-3,6.7266604593260428E-5,false,1.5795259257211529E-2,0,0,0,0,0,0]
[2031,6,{"$f":"IF(LOADPROFILE=0.1,Results_10PoE!C1963,IF(LOADPROFILE=0.5,Results_50PoE!C1963,\"Invalid Load Profile %\"))","v":8107},82.994318181818187,55.32954545454546,27.66477272727273,0,0,0,0,0,0,0,0,2.2275675445967175E-2,3.0720661680492425E-3,6.7266604593260428E-5,false,1.5795259257211529E-2,0,0,0,0,0,0]
[2031,7,{"$f":"IF(LOADPROFILE=0.1,Results_10PoE!C1964,IF(LOADPROFILE=0.5,Results_50PoE!C1964,\"Invalid Load Profile %\"))","v":7891},82.994318181818187,55.32954545454546,27.66477272727273,0,0,0,0,0,0,0,0,2.2275675445967175E-2,3.0720661680492425E-3,6.7266604593260428E-5,false,1.5795259257211529E-2,0,0,0,0,0,0]
[2031,8,{"$f":"IF(LOADPROFILE=0.1,Results_10PoE!C1965,IF(LOADPROFILE=0.5,Results_50PoE!C1965,\"Invalid Load Profile %\"))","v":7598},82.994318181818187,55.32954545454546,27.66477272727273,0,0,0,0,0,0,0,0,2.2275675445967175E-2,3.0720661680492425E-3,6.7266604593260428E-5,false,1.5795259257211529E-2,0,0,0,0,0,0]
[2031,9,{"$f":"IF(LOADPROFILE=0.1,Results_10PoE!C1966,IF(LOADPROFILE=0.5,Results_50PoE!C1966,\"Invalid Load Profile %\"))","v":7250},82.994318181818187,55.32954545454546,27.66477272727273,0,0,0,0,0,0,0,0,2.2275675445967175E-2,3.0720661680492425E-3,6.7266604593260428E-5,false,1.5795259257211529E-2,0,0,0,0,0,0]
[2031,10,{"$f":"IF(LOADPROFILE=0.1,Results_10PoE!C1967,IF(LOADPROFILE=0.5,Results_50PoE!C1967,\"Invalid Load Profile %\"))","v":6918},82.994318181818187,55.32954545454546,27.66477272727273,0,0,0,0,0,0,0,0,2.2275675445967175E-2,3.0720661680492425E-3,6.7266604593260428E-5,false,1.5795259257211529E-2,0,0,0,0,0,0]
[2031,11,{"$f":"IF(LOADPROFILE=0.1,Results_10PoE!C1968,IF(LOADPROFILE=0.5,Results_50PoE!C1968,\"Invalid Load Profile %\"))","v":6612},82.994318181818187,55.32954545454546,27.66477272727273,0,0,0,0,0,0,0,0,2.2275675445967175E-2,3.0720661680492425E-3,6.7266604593260428E-5,false,1.5795259257211529E-2,0,0,0,0,0,0]
[2031,12,{"$f":"IF(LOADPROFILE=0.1,Results_10PoE!C1969,IF(LOADPROFILE=0.5,Results_50PoE!C1969,\"Invalid Load Profile %\"))","v":6269},82.994318181818187,55.32954545454546,27.66477272727273,0,0,0,0,0,0,0,0,2.2275675445967175E-2,3.0720661680492425E-3,6.7266604593260428E-5,false,1.5795259257211529E-2,0,0,0,0,0,0]
[2031,13,{"$f":"IF(LOADPROFILE=0.1,Results_10PoE!C1970,IF(LOADPROFILE=0.5,Results_50PoE!C1970,\"Invalid Load Profile %\"))","v":5941},82.994318181818187,55.32954545454546,27.66477272727273,0,0,0,0,0,0,0,0,2.2275675445967175E-2,3.0720661680492425E-3,6.7266604593260428E-5,false,1.5795259257211529E-2,0,0,0,0,0,0]
[2031,14,{"$f":"IF(LOADPROFILE=0.1,Results_10PoE!C1971,IF(LOADPROFILE=0.5,Results_50PoE!C1971,\"Invalid Load Profile %\"))","v":5588},82.994318181818187,55.32954545454546,27.66477272727273,0,0,0,0,0,0,0,0,2.2275675445967175E-2,3.0720661680492425E-3,6.7266604593260428E-5,false,1.5795259257211529E-2,0,0,0,0,0,0]
[2031,15,{"$f":"IF(LOADPROFILE=0.1,Results_10PoE!C1972,IF(LOADPROFILE=0.5,Results_50PoE!C1972,\"Invalid Load Profile %\"))","v":5215},82.994318181818187,55.32954545454546,27.66477272727273,0,0,0,0,0,0,0,0,2.2275675445967175E-2,3.0720661680492425E-3,6.7266604593260428E-5,false,1.5795259257211529E-2,0,0,0,0,0,0]
[2031,16,{"$f":"IF(LOADPROFILE=0.1,Results_10PoE!C1973,IF(LOADPROFILE=0.5,Results_50PoE!C1973,\"Invalid Load Profile %\"))","v":4917},82.994318181818187,55.32954545454546,27.66477272727273,0,0,0,0,0,0,0,0,2.2275675445967175E-2,3.0720661680492425E-3,6.7266604593260428E-5,false,1.5795259257211529E-2,0,0,0,0,0,0]
[2031,17,{"$f":"IF(LOADPROFILE=0.1,Results_10PoE!C1974,IF(LOADPROFILE=0.5,Results_50PoE!C1974,\"Invalid Load Profile %\"))","v":4669},82.994318181818187,55.32954545454546,27.66477272727273,0,0,0.8296133624460964,0,0,0,189.24720428012864,189.24720428012864,2.2275675445967175E-2,3.0720661680492425E-3,6.7266604593260428E-5,false,1.5795259257211529E-2,0,0,0,4.0178025817853387,0,0]
[2031,18,{"$f":"IF(LOADPROFILE=0.1,Results_10PoE!C1975,IF(LOADPROFILE=0.5,Results_50PoE!C1975,\"Invalid Load Profile %\"))","v":4439},82.994318181818187,55.32954545454546,27.66477272727273,0,0,1.8296133624460964,0,0,0,283.0804124421374,283.0804124421374,2.2275675445967175E-2,3.0720661680492425E-3,6.7266604593260428E-5,false,1.5795259257211529E-2,0,0,0,6.0099234558801022,0,0]
[2031,19,{"$f":"IF(LOADPROFILE=0.1,Results_10PoE!C1976,IF(LOADPROFILE=0.5,Results_50PoE!C1976,\"Invalid Load Profile %\"))","v":4283},82.994318181818187,55.32954545454546,27.66477272727273,0,0,2.8296133624460964,0,0,0,443.41469579704392,443.41469579704392,2.2275675445967175E-2,3.0720661680492425E-3,6.7266604593260428E-5,false,1.5795259257211529E-2,0,0,0,9.4138918265752718,0,0]
[2031,20,{"$f":"IF(LOADPROFILE=0.1,Results_10PoE!C1977,IF(LOADPROFILE=0.5,Results_50PoE!C1977,\"Invalid Load Profile %\"))","v":4125},82.994318181818187,55.32954545454546,27.66477272727273,0,0,3.8296133624460964,0,0,0,588.72506442863914,588.72506442863914,2.2275675445967175E-2,3.0720661680492425E-3,6.7266604593260428E-5,false,1.5795259257211529E-2,0,0,0,12.498895784594144,0,0]
[2031,21,{"$f":"IF(LOADPROFILE=0.1,Results_10PoE!C1978,IF(LOADPROFILE=0.5,Results_50PoE!C1978,\"Invalid Load Profile %\"))","v":3970},82.994318181818187,55.32954545454546,27.66477272727273,0,0,4.8296133624460964,0,0,0,574.80363827313101,574.80363827313101,2.2275675445967175E-2,3.0720661680492425E-3,6.7266604593260428E-5,false,1.5795259257211529E-2,0,0,0,12.203337696100851,0,0]
[2031,22,{"$f":"IF(LOADPROFILE=0.1,Results_10PoE!C1979,IF(LOADPROFILE=0.5,Results_50PoE!C1979,\"Invalid Load Profile %\"))","v":3850},82.994318181818187,55.32954545454546,27.66477272727273,0,0,5.8296133624460964,0,0,0,716.94746755489291,716.94746755489291,2.2275675445967175E-2,3.0720661680492425E-3,6.7266604593260428E-5,false,1.5795259257211529E-2,0,0,0,15.221114610933112,0,0]
[2031,23,{"$f":"IF(LOADPROFILE=0.1,Results_10PoE!C1980,IF(LOADPROFILE=0.5,Results_50PoE!C1980,\"Invalid Load Profile %\"))","v":3726},82.994318181818187,55.32954545454546,27.66477272727273,0,0,6.8296133624460964,0,0,0,718.00568233430374,718.00568233430374,2.2275675445967175E-2,3.0720661680492425E-3,6.7266604593260428E-5,false,1.5795259257211529E-2,0,0,0,15.243580982835265,0,0]
[2031,24,{"$f":"IF(LOADPROFILE=0.1,Results_10PoE!C1981,IF(LOADPROFILE=0.5,Results_50PoE!C1981,\"Invalid Load Profile %\"))","v":3620},82.994318181818187,55.32954545454546,27.66477272727273,0,0,7.8296133624460964,0,0,0,1172.5818340209519,1172.5818340209519,2.2275675445967175E-2,3.0720661680492425E-3,6.7266604593260428E-5,false,1.5795259257211529E-2,0,0,0,24.894435497764732,0,0]
[2031,25,{"$f":"IF(LOADPROFILE=0.1,Results_10PoE!C1982,IF(LOADPROFILE=0.5,Results_50PoE!C1982,\"Invalid Load Profile %\"))","v":3469},82.994318181818187,55.32954545454546,27.66477272727273,0,0,8.8296133624460964,0,0,0,1050.8696047479343,1050.8696047479343,2.2275675445967175E-2,3.0720661680492425E-3,6.7266604593260428E-5,false,1.5795259257211529E-2,0,0,0,22.310430566922403,0,0]
[2031,26,{"$f":"IF(LOADPROFILE=0.1,Results_10PoE!C1983,IF(LOADPROFILE=0.5,Results_50PoE!C1983,\"Invalid Load Profile %\"))","v":3349},82.994318181818187,55.32954545454546,27.66477272727273,0,0,9.8296133624460964,0,0,0,1150.3879947605244,1150.3879947605244,2.2275675445967175E-2,3.0720661680492425E-3,6.7266604593260428E-5,false,1.5795259257211529E-2,0,0,0,24.423250388217316,0,0]
[2031,27,{"$f":"IF(LOADPROFILE=0.1,Results_10PoE!C1984,IF(LOADPROFILE=0.5,Results_50PoE!C1984,\"Invalid Load Profile %\"))","v":3231},82.994318181818187,55.32954545454546,27.66477272727273,0,0,10.829613362446096,0,0,0,1267.42087818558,1267.42087818558,2.2275675445967175E-2,3.0720661680492425E-3,6.7266604593260428E-5,false,1.5795259257211529E-2,0,0,0,26.907910718960949,0,0]
[2031,28,{"$f":"IF(LOADPROFILE=0.1,Results_10PoE!C1985,IF(LOADPROFILE=0.5,Results_50PoE!C1985,\"Invalid Load Profile %\"))","v":3113},82.994318181818187,55.32954545454546,27.66477272727273,0,0,11.829613362446096,0,0,0,1478.3150335842381,1478.3150335842381,2.2275675445967175E-2,3.0720661680492425E-3,6.7266604593260428E-5,false,1.5795259257211529E-2,0,0,0,31.385287731040474,0,0]
[2031,29,{"$f":"IF(LOADPROFILE=0.1,Results_10PoE!C1986,IF(LOADPROFILE=0.5,Results_50PoE!C1986,\"Invalid Load Profile %\"))","v":2987},82.994318181818187,55.32954545454546,27.66477272727273,0,0,12.829613362446096,0,0,0,1755.9759069061477,1755.9759069061477,2.2275675445967175E-2,3.0720661680492425E-3,6.7266604593260428E-5,false,1.5795259257211529E-2,0,0,0,37.280151953405522,0,0]
[2031,30,{"$f":"IF(LOADPROFILE=0.1,Results_10PoE!C1987,IF(LOADPROFILE=0.5,Results_50PoE!C1987,\"Invalid Load Profile %\"))","v":2849},82.994318181818187,55.32954545454546,27.66477272727273,0,0,13.829613362446096,0,0,0,1769.3984675545457,1769.3984675545457,2.2275675445967175E-2,3.0720661680492425E-3,6.7266604593260428E-5,false,1.5795259257211529E-2,0,0,0,37.565118904608021,0,0]
[2031,31,{"$f":"IF(LOADPROFILE=0.1,Results_10PoE!C1988,IF(LOADPROFILE=0.5,Results_50PoE!C1988,\"Invalid Load Profile %\"))","v":2720},82.994318181818187,55.32954545454546,27.66477272727273,0,0,14.829613362446096,0,0,0,1764.9685544601389,1764.9685544601389,2.2275675445967175E-2,3.0720661680492425E-3,6.7266604593260428E-5,false,1.5795259257211529E-2,0,0,0,37.471069873154711,0,0]
[2031,32,{"$f":"IF(LOADPROFILE=0.1,Results_10PoE!C1989,IF(LOADPROFILE=0.5,Results_50PoE!C1989,\"Invalid Load Profile %\"))","v":2600},82.994318181818187,55.32954545454546,27.66477272727273,0,0,15.829613362446096,0,0,0,2040.9837999187425,2040.9837999187425,2.2275675445967175E-2,3.0720661680492425E-3,6.7266604593260428E-5,false,1.5795259257211529E-2,0,0,0,43.3309966817651,0,0]
[2031,33,{"$f":"IF(LOADPROFILE=0.1,Results_10PoE!C1990,IF(LOADPROFILE=0.5,Results_50PoE!C1990,\"Invalid Load Profile %\"))","v":2470},82.994318181818187,55.32954545454546,27.66477272727273,0,0,16.829613362446096,0,0,0,2303.4517683521713,2303.4517683521713,2.2275675445967175E-2,3.0720661680492425E-3,6.7266604593260428E-5,false,1.5795259257211529E-2,0,0,0,48.9033087548503,0,0]
[2031,34,{"$f":"IF(LOADPROFILE=0.1,Results_10PoE!C1991,IF(LOADPROFILE=0.5,Results_50PoE!C1991,\"Invalid Load Profile %\"))","v":2332},82.994318181818187,55.32954545454546,27.66477272727273,0,0,17.829613362446096,0,0,0,2811.6738888440191,2811.6738888440191,2.2275675445967175E-2,3.0720661680492425E-3,6.7266604593260428E-5,false,1.5795259257211529E-2,0,0,0,59.693091122308893,0,0]
[2031,35,{"$f":"IF(LOADPROFILE=0.1,Results_10PoE!C1992,IF(LOADPROFILE=0.5,Results_50PoE!C1992,\"Invalid Load Profile %\"))","v":2173},82.994318181818187,55.32954545454546,27.66477272727273,0,0,18.829613362446096,0,0,0,2782.6178634942194,2782.6178634942194,2.2275675445967175E-2,3.0720661680492425E-3,6.7266604593260428E-5,false,1.5795259257211529E-2,0,0,0,59.076218740437184,0,0]
[2031,36,{"$f":"IF(LOADPROFILE=0.1,Results_10PoE!C1993,IF(LOADPROFILE=0.5,Results_50PoE!C1993,\"Invalid Load Profile %\"))","v":2024},{"$f":"VLOOKUP($A2022,$Q$4:$AB$26,6,FALSE)","v":82.994318181818187},{"$f":"VLOOKUP($A2022,$Q$4:$AB$26,7,FALSE)","v":55.32954545454546},{"$f":"VLOOKUP($A2022,$Q$4:$AB$26,9,FALSE)","v":27.66477272727273},{"$f":"VLOOKUP($A2022,$Q$4:$AB$26,10,FALSE)","v":0},{"$f":"VLOOKUP($A2022,$Q$4:$AB$26,11,FALSE)","v":0},{"$f":"IF(B2022-VLOOKUP(A2022,$Q$4:$AB$26,12,FALSE)<0,0,B2022-VLOOKUP(A2022,$Q$4:$AB$26,12,FALSE))","v":19.829613362446096},{"$f":"IF(B2022=150,0,IF(IF($I2022>D2022,($I2022-D2022)*($C2022-$C2023),0)<0,0,IF($I2022>D2022,($I2022-D2022)*($C2022-$C2023),0)))*$Y$30","v":0},{"$f":"IF(C2022=150,0,IF(IF($I2022>E2022,($I2022-E2022)*($C2022-$C2023),0)<0,0,IF($I2022>E2022,($I2022-E2022)*($C2022-$C2023),0)))*$Y$30","v":0},{"$f":"IF(D2022=150,0,IF(IF($I2022>F2022,($I2022-F2022)*($C2022-$C2023),0)<0,0,IF($I2022>F2022,($I2022-F2022)*($C2022-$C2023),0)))*$Y$30","v":0},{"$f":"IF(E2022=150,0,IF(IF($I2022>G2022,($I2022-G2022)*($C2022-$C2023),0)<0,0,IF($I2022>G2022,($I2022-G2022)*($C2022-$C2023),0)))*$Y$30","v":3520.4094270591831},{"$f":"IF(F2022=150,0,IF(IF($I2022>H2022,($I2022-H2022)*($C2022-$C2023),0)<0,0,IF($I2022>H2022,($I2022-H2022)*($C2022-$C2023),0)))*$Y$30","v":3520.4094270591831},{"$f":"VLOOKUP($A2022, $Q$4:$BB$26,33,FALSE)","v":2.2275675445967175E-2},{"$f":"VLOOKUP($A2022, $Q$4:$BB$26,34,FALSE)","v":3.0720661680492425E-3},{"$f":"VLOOKUP($A2022, $Q$4:$BB$26,35,FALSE)","v":6.7266604593260428E-5},{"$f":"VLOOKUP($A2022, $Q$4:$BB$26,36,FALSE)","v":false},{"$f":"VLOOKUP($A2022, $Q$4:$BB$26,37,FALSE)","v":1.5795259257211529E-2},{"$f":"J2022*1000*($S$34/365)","v":0},{"$f":"O2022*K2022*1000*($T$34/365)","v":0},{"$f":"P2022*L2022*1000*($U$34/365)","v":0},{"$f":"Q2022*M2022*1000*($V$34/365)","v":74.739862809508438},{"$f":"R2022*N2022*1000*($W$34/365)","v":0},{"$f":"S2022*K2022*1000*($X$34/365)","v":0}]
[2031,37,{"$f":"IF(LOADPROFILE=0.1,Results_10PoE!C1994,IF(LOADPROFILE=0.5,Results_50PoE!C1994,\"Invalid Load Profile %\"))","v":1845},82.994318181818187,55.32954545454546,27.66477272727273,0,0,20.829613362446096,0,0,0,4379.6859240378071,4379.6859240378071,2.2275675445967175E-2,3.0720661680492425E-3,6.7266604593260428E-5,false,1.5795259257211529E-2,0,0,0,92.982686216917088,0,0]
[2031,38,{"$f":"IF(LOADPROFILE=0.1,Results_10PoE!C1995,IF(LOADPROFILE=0.5,Results_50PoE!C1995,\"Invalid Load Profile %\"))","v":1633},82.994318181818187,55.32954545454546,27.66477272727273,0,0,21.829613362446096,0,0,0,5174.5172916171632,5174.5172916171632,2.2275675445967175E-2,3.0720661680492425E-3,6.7266604593260428E-5,false,1.5795259257211529E-2,0,0,0,109.85731077420907,0,0]
[2031,39,{"$f":"IF(LOADPROFILE=0.1,Results_10PoE!C1996,IF(LOADPROFILE=0.5,Results_50PoE!C1996,\"Invalid Load Profile %\"))","v":1394},82.994318181818187,55.32954545454546,27.66477272727273,0,0,22.829613362446096,0,0,0,5139.8484220167675,5139.8484220167675,2.2275675445967175E-2,3.0720661680492425E-3,6.7266604593260428E-5,false,1.5795259257211529E-2,0,0,0,109.12127520465917,0,0]
[2031,40,{"$f":"IF(LOADPROFILE=0.1,Results_10PoE!C1997,IF(LOADPROFILE=0.5,Results_50PoE!C1997,\"Invalid Load Profile %\"))","v":1167},82.994318181818187,55.32954545454546,27.66477272727273,0,0,23.829613362446096,0,0,0,5175.9134867269131,5175.9134867269131,2.2275675445967175E-2,3.0720661680492425E-3,6.7266604593260428E-5,false,1.5795259257211529E-2,0,0,0,109.88695261931831,0,0]
[2031,41,{"$f":"IF(LOADPROFILE=0.1,Results_10PoE!C1998,IF(LOADPROFILE=0.5,Results_50PoE!C1998,\"Invalid Load Profile %\"))","v":948},82.994318181818187,55.32954545454546,27.66477272727273,0,0,24.829613362446096,0,0,0,3940.1779608628617,3940.1779608628617,2.2275675445967175E-2,3.0720661680492425E-3,6.7266604593260428E-5,false,1.5795259257211529E-2,0,0,0,83.65173606694475,0,0]
[2031,42,{"$f":"IF(LOADPROFILE=0.1,Results_10PoE!C1999,IF(LOADPROFILE=0.5,Results_50PoE!C1999,\"Invalid Load Profile %\"))","v":788},82.994318181818187,55.32954545454546,27.66477272727273,0,0,25.829613362446096,0,0,0,3612.1262056623705,3612.1262056623705,2.2275675445967175E-2,3.0720661680492425E-3,6.7266604593260428E-5,false,1.5795259257211529E-2,0,0,0,76.687050939798908,0,0]
[2031,43,{"$f":"IF(LOADPROFILE=0.1,Results_10PoE!C2000,IF(LOADPROFILE=0.5,Results_50PoE!C2000,\"Invalid Load Profile %\"))","v":647},82.994318181818187,55.32954545454546,27.66477272727273,0,0,26.829613362446096,0,0,0,2953.6789698432067,2953.6789698432067,2.2275675445967175E-2,3.0720661680492425E-3,6.7266604593260428E-5,false,1.5795259257211529E-2,0,0,0,62.707922349197879,0,0]
[2031,44,{"$f":"IF(LOADPROFILE=0.1,Results_10PoE!C2001,IF(LOADPROFILE=0.5,Results_50PoE!C2001,\"Invalid Load Profile %\"))","v":536},82.994318181818187,55.32954545454546,27.66477272727273,0,0,27.829613362446096,0,0,15.531513642338032,2622.1448318567382,2622.1448318567382,2.2275675445967175E-2,3.0720661680492425E-3,6.7266604593260428E-5,false,1.5795259257211529E-2,0,0,18.824089354213584,55.669304681798735,0,0]
[2031,45,{"$f":"IF(LOADPROFILE=0.1,Results_10PoE!C2002,IF(LOADPROFILE=0.5,Results_50PoE!C2002,\"Invalid Load Profile %\"))","v":441},82.994318181818187,55.32954545454546,27.66477272727273,0,0,28.829613362446096,0,0,95.889378271152836,2373.2462773426814,2373.2462773426814,2.2275675445967175E-2,3.0720661680492425E-3,6.7266604593260428E-5,false,1.5795259257211529E-2,0,0,116.21727709627456,50.385077320379153,0,0]
[2031,46,{"$f":"IF(LOADPROFILE=0.1,Results_10PoE!C2003,IF(LOADPROFILE=0.5,Results_50PoE!C2003,\"Invalid Load Profile %\"))","v":358},82.994318181818187,55.32954545454546,27.66477272727273,0,0,29.829613362446096,0,0,163.1794336308914,2248.4700882024117,2248.4700882024117,2.2275675445967175E-2,3.0720661680492425E-3,6.7266604593260428E-5,false,1.5795259257211529E-2,0,0,197.77236850016806,47.736023154532475,0,0]
[2031,47,{"$f":"IF(LOADPROFILE=0.1,Results_10PoE!C2004,IF(LOADPROFILE=0.5,Results_50PoE!C2004,\"Invalid Load Profile %\"))","v":282},82.994318181818187,55.32954545454546,27.66477272727273,0,0,30.829613362446096,0,0,238.55654498940189,2323.8471995609225,2323.8471995609225,2.2275675445967175E-2,3.0720661680492425E-3,6.7266604593260428E-5,false,1.5795259257211529E-2,0,0,289.1289170085667,49.336312859079229,0,0]
[2031,48,{"$f":"IF(LOADPROFILE=0.1,Results_10PoE!C2005,IF(LOADPROFILE=0.5,Results_50PoE!C2005,\"Invalid Load Profile %\"))","v":206},82.994318181818187,55.32954545454546,27.66477272727273,0,0,31.829613362446096,0,0,210.6660062334675,1610.0057875906721,1610.0057875906721,2.2275675445967175E-2,3.0720661680492425E-3,6.7266604593260428E-5,false,1.5795259257211529E-2,0,0,255.32577291270036,34.18114119401217,0,0]
[2031,49,{"$f":"IF(LOADPROFILE=0.1,Results_10PoE!C2006,IF(LOADPROFILE=0.5,Results_50PoE!C2006,\"Invalid Load Profile %\"))","v":155},82.994318181818187,55.32954545454546,27.66477272727273,0,0,32.829613362446096,0,0,235.63546466441383,1497.785071378755,1497.785071378755,2.2275675445967175E-2,3.0720661680492425E-3,6.7266604593260428E-5,false,1.5795259257211529E-2,0,0,285.58858743640445,31.798645320209797,0,0]
[2031,50,{"$f":"IF(LOADPROFILE=0.1,Results_10PoE!C2007,IF(LOADPROFILE=0.5,Results_50PoE!C2007,\"Invalid Load Profile %\"))","v":109},82.994318181818187,55.32954545454546,27.66477272727273,0,0,33.829613362446096,0,0,287.37276731647188,1576.9604089593859,1576.9604089593859,2.2275675445967175E-2,3.0720661680492425E-3,6.7266604593260428E-5,false,1.5795259257211529E-2,0,0,348.29384788272148,33.479573062076504,0,0]
[2031,51,{"$f":"IF(LOADPROFILE=0.1,Results_10PoE!C2008,IF(LOADPROFILE=0.5,Results_50PoE!C2008,\"Invalid Load Profile %\"))","v":62},82.994318181818187,55.32954545454546,27.66477272727273,0,0,34.829613362446096,0,0,184.75907567117815,898.14798381406672,898.14798381406672,2.2275675445967175E-2,3.0720661680492425E-3,6.7266604593260428E-5,false,1.5795259257211529E-2,0,0,223.92674851442348,19.068082415906858,0,0]
[2031,52,{"$f":"IF(LOADPROFILE=0.1,Results_10PoE!C2009,IF(LOADPROFILE=0.5,Results_50PoE!C2009,\"Invalid Load Profile %\"))","v":36},82.994318181818187,55.32954545454546,27.66477272727273,0,0,35.829613362446096,0,0,129.56675826988513,568.57531712704724,568.57531712704724,2.2275675445967175E-2,3.0720661680492425E-3,6.7266604593260428E-5,false,1.5795259257211529E-2,0,0,157.0340335895915,12.071107659329041,0,0]
[2031,53,{"$f":"IF(LOADPROFILE=0.1,Results_10PoE!C2010,IF(LOADPROFILE=0.5,Results_50PoE!C2010,\"Invalid Load Profile %\"))","v":20},82.994318181818187,55.32954545454546,27.66477272727273,0,0,36.829613362446096,0,0,81.807538398212927,328.74985275536665,328.74985275536665,2.2275675445967175E-2,3.0720661680492425E-3,6.7266604593260428E-5,false,1.5795259257211529E-2,0,0,99.150182533297667,6.9795060497004897,0,0]
[2031,54,{"$f":"IF(LOADPROFILE=0.1,Results_10PoE!C2011,IF(LOADPROFILE=0.5,Results_50PoE!C2011,\"Invalid Load Profile %\"))","v":11},82.994318181818187,55.32954545454546,27.66477272727273,0,0,37.829613362446096,0,0,30.244591756538497,112.5586965422564,112.5586965422564,2.2275675445967175E-2,3.0720661680492425E-3,6.7266604593260428E-5,false,1.5795259257211529E-2,0,0,36.65624039081672,2.3896713470094642,0,0]
[2031,55,{"$f":"IF(LOADPROFILE=0.1,Results_10PoE!C2012,IF(LOADPROFILE=0.5,Results_50PoE!C2012,\"Invalid Load Profile %\"))","v":8},82.994318181818187,55.32954545454546,27.66477272727273,0,0,38.829613362446096,0,0,33.220004047006022,115.53410883272393,115.53410883272393,2.2275675445967175E-2,3.0720661680492425E-3,6.7266604593260428E-5,false,1.5795259257211529E-2,0,0,40.262419937200875,2.4528406774520994,0,0]
[2031,56,{"$f":"IF(LOADPROFILE=0.1,Results_10PoE!C2013,IF(LOADPROFILE=0.5,Results_50PoE!C2013,\"Invalid Load Profile %\"))","v":5},82.994318181818187,55.32954545454546,27.66477272727273,0,0,39.829613362446096,0,0,60.325693895789222,197.5158685386524,197.5158685386524,2.2275675445967175E-2,3.0720661680492425E-3,6.7266604593260428E-5,false,1.5795259257211529E-2,0,0,73.114332472641706,4.1933500131578896,0,0]
[2031,57,{"$f":"IF(LOADPROFILE=0.1,Results_10PoE!C2014,IF(LOADPROFILE=0.5,Results_50PoE!C2014,\"Invalid Load Profile %\"))","v":0},82.994318181818187,55.32954545454546,27.66477272727273,0,0,40.829613362446096,0,0,0,0,0,2.2275675445967175E-2,3.0720661680492425E-3,6.7266604593260428E-5,false,1.5795259257211529E-2,0,0,0,0,0,0]
[2031,58,{"$f":"IF(LOADPROFILE=0.1,Results_10PoE!C2015,IF(LOADPROFILE=0.5,Results_50PoE!C2015,\"Invalid Load Profile %\"))","v":0},82.994318181818187,55.32954545454546,27.66477272727273,0,0,41.829613362446096,0,0,0,0,0,2.2275675445967175E-2,3.0720661680492425E-3,6.7266604593260428E-5,false,1.5795259257211529E-2,0,0,0,0,0,0]
[2031,59,{"$f":"IF(LOADPROFILE=0.1,Results_10PoE!C2016,IF(LOADPROFILE=0.5,Results_50PoE!C2016,\"Invalid Load Profile %\"))","v":0},82.994318181818187,55.32954545454546,27.66477272727273,0,0,42.829613362446096,0,0,0,0,0,2.2275675445967175E-2,3.0720661680492425E-3,6.7266604593260428E-5,false,1.5795259257211529E-2,0,0,0,0,0,0]
[2031,60,{"$f":"IF(LOADPROFILE=0.1,Results_10PoE!C2017,IF(LOADPROFILE=0.5,Results_50PoE!C2017,\"Invalid Load Profile %\"))","v":0},82.994318181818187,55.32954545454546,27.66477272727273,0,0,43.829613362446096,0,0,0,0,0,2.2275675445967175E-2,3.0720661680492425E-3,6.7266604593260428E-5,false,1.5795259257211529E-2,0,0,0,0,0,0]
[2031,61,{"$f":"IF(LOADPROFILE=0.1,Results_10PoE!C2018,IF(LOADPROFILE=0.5,Results_50PoE!C2018,\"Invalid Load Profile %\"))","v":0},82.994318181818187,55.32954545454546,27.66477272727273,0,0,44.829613362446096,0,0,0,0,0,2.2275675445967175E-2,3.0720661680492425E-3,6.7266604593260428E-5,false,1.5795259257211529E-2,0,0,0,0,0,0]
[2031,62,{"$f":"IF(LOADPROFILE=0.1,Results_10PoE!C2019,IF(LOADPROFILE=0.5,Results_50PoE!C2019,\"Invalid Load Profile %\"))","v":0},82.994318181818187,55.32954545454546,27.66477272727273,0,0,45.829613362446096,0,0,0,0,0,2.2275675445967175E-2,3.0720661680492425E-3,6.7266604593260428E-5,false,1.5795259257211529E-2,0,0,0,0,0,0]
[2031,63,{"$f":"IF(LOADPROFILE=0.1,Results_10PoE!C2020,IF(LOADPROFILE=0.5,Results_50PoE!C2020,\"Invalid Load Profile %\"))","v":0},82.994318181818187,55.32954545454546,27.66477272727273,0,0,46.829613362446096,0,0,0,0,0,2.2275675445967175E-2,3.0720661680492425E-3,6.7266604593260428E-5,false,1.5795259257211529E-2,0,0,0,0,0,0]
[2031,64,{"$f":"IF(LOADPROFILE=0.1,Results_10PoE!C2021,IF(LOADPROFILE=0.5,Results_50PoE!C2021,\"Invalid Load Profile %\"))","v":0},82.994318181818187,55.32954545454546,27.66477272727273,0,0,47.829613362446096,0,0,0,0,0,2.2275675445967175E-2,3.0720661680492425E-3,6.7266604593260428E-5,false,1.5795259257211529E-2,0,0,0,0,0,0]
[2031,65,{"$f":"IF(LOADPROFILE=0.1,Results_10PoE!C2022,IF(LOADPROFILE=0.5,Results_50PoE!C2022,\"Invalid Load Profile %\"))","v":0},82.994318181818187,55.32954545454546,27.66477272727273,0,0,48.829613362446096,0,0,0,0,0,2.2275675445967175E-2,3.0720661680492425E-3,6.7266604593260428E-5,false,1.5795259257211529E-2,0,0,0,0,0,0]
[2031,66,{"$f":"IF(LOADPROFILE=0.1,Results_10PoE!C2023,IF(LOADPROFILE=0.5,Results_50PoE!C2023,\"Invalid Load Profile %\"))","v":0},82.994318181818187,55.32954545454546,27.66477272727273,0,0,49.829613362446096,0,0,0,0,0,2.2275675445967175E-2,3.0720661680492425E-3,6.7266604593260428E-5,false,1.5795259257211529E-2,0,0,0,0,0,0]
[2031,67,{"$f":"IF(LOADPROFILE=0.1,Results_10PoE!C2024,IF(LOADPROFILE=0.5,Results_50PoE!C2024,\"Invalid Load Profile %\"))","v":0},82.994318181818187,55.32954545454546,27.66477272727273,0,0,50.829613362446096,0,0,0,0,0,2.2275675445967175E-2,3.0720661680492425E-3,6.7266604593260428E-5,false,1.5795259257211529E-2,0,0,0,0,0,0]
[2031,68,{"$f":"IF(LOADPROFILE=0.1,Results_10PoE!C2025,IF(LOADPROFILE=0.5,Results_50PoE!C2025,\"Invalid Load Profile %\"))","v":0},82.994318181818187,55.32954545454546,27.66477272727273,0,0,51.829613362446096,0,0,0,0,0,2.2275675445967175E-2,3.0720661680492425E-3,6.7266604593260428E-5,false,1.5795259257211529E-2,0,0,0,0,0,0]
[2031,69,{"$f":"IF(LOADPROFILE=0.1,Results_10PoE!C2026,IF(LOADPROFILE=0.5,Results_50PoE!C2026,\"Invalid Load Profile %\"))","v":0},82.994318181818187,55.32954545454546,27.66477272727273,0,0,52.829613362446096,0,0,0,0,0,2.2275675445967175E-2,3.0720661680492425E-3,6.7266604593260428E-5,false,1.5795259257211529E-2,0,0,0,0,0,0]
[2031,70,{"$f":"IF(LOADPROFILE=0.1,Results_10PoE!C2027,IF(LOADPROFILE=0.5,Results_50PoE!C2027,\"Invalid Load Profile %\"))","v":0},82.994318181818187,55.32954545454546,27.66477272727273,0,0,53.829613362446096,0,0,0,0,0,2.2275675445967175E-2,3.0720661680492425E-3,6.7266604593260428E-5,false,1.5795259257211529E-2,0,0,0,0,0,0]
[2031,71,{"$f":"IF(LOADPROFILE=0.1,Results_10PoE!C2028,IF(LOADPROFILE=0.5,Results_50PoE!C2028,\"Invalid Load Profile %\"))","v":0},82.994318181818187,55.32954545454546,27.66477272727273,0,0,54.829613362446096,0,0,0,0,0,2.2275675445967175E-2,3.0720661680492425E-3,6.7266604593260428E-5,false,1.5795259257211529E-2,0,0,0,0,0,0]
[2031,72,{"$f":"IF(LOADPROFILE=0.1,Results_10PoE!C2029,IF(LOADPROFILE=0.5,Results_50PoE!C2029,\"Invalid Load Profile %\"))","v":0},82.994318181818187,55.32954545454546,27.66477272727273,0,0,55.829613362446096,0,0,0,0,0,2.2275675445967175E-2,3.0720661680492425E-3,6.7266604593260428E-5,false,1.5795259257211529E-2,0,0,0,0,0,0]
[2031,73,{"$f":"IF(LOADPROFILE=0.1,Results_10PoE!C2030,IF(LOADPROFILE=0.5,Results_50PoE!C2030,\"Invalid Load Profile %\"))","v":0},82.994318181818187,55.32954545454546,27.66477272727273,0,0,56.829613362446096,0,0,0,0,0,2.2275675445967175E-2,3.0720661680492425E-3,6.7266604593260428E-5,false,1.5795259257211529E-2,0,0,0,0,0,0]
[2031,74,{"$f":"IF(LOADPROFILE=0.1,Results_10PoE!C2031,IF(LOADPROFILE=0.5,Results_50PoE!C2031,\"Invalid Load Profile %\"))","v":0},82.994318181818187,55.32954545454546,27.66477272727273,0,0,57.829613362446096,0,0,0,0,0,2.2275675445967175E-2,3.0720661680492425E-3,6.7266604593260428E-5,false,1.5795259257211529E-2,0,0,0,0,0,0]
[2031,75,{"$f":"IF(LOADPROFILE=0.1,Results_10PoE!C2032,IF(LOADPROFILE=0.5,Results_50PoE!C2032,\"Invalid Load Profile %\"))","v":0},82.994318181818187,55.32954545454546,27.66477272727273,0,0,58.829613362446096,0,0,0,0,0,2.2275675445967175E-2,3.0720661680492425E-3,6.7266604593260428E-5,false,1.5795259257211529E-2,0,0,0,0,0,0]
[2031,76,{"$f":"IF(LOADPROFILE=0.1,Results_10PoE!C2033,IF(LOADPROFILE=0.5,Results_50PoE!C2033,\"Invalid Load Profile %\"))","v":0},82.994318181818187,55.32954545454546,27.66477272727273,0,0,59.829613362446096,0,0,0,0,0,2.2275675445967175E-2,3.0720661680492425E-3,6.7266604593260428E-5,false,1.5795259257211529E-2,0,0,0,0,0,0]
[2031,77,{"$f":"IF(LOADPROFILE=0.1,Results_10PoE!C2034,IF(LOADPROFILE=0.5,Results_50PoE!C2034,\"Invalid Load Profile %\"))","v":0},82.994318181818187,55.32954545454546,27.66477272727273,0,0,60.829613362446096,0,0,0,0,0,2.2275675445967175E-2,3.0720661680492425E-3,6.7266604593260428E-5,false,1.5795259257211529E-2,0,0,0,0,0,0]
[2031,78,{"$f":"IF(LOADPROFILE=0.1,Results_10PoE!C2035,IF(LOADPROFILE=0.5,Results_50PoE!C2035,\"Invalid Load Profile %\"))","v":0},82.994318181818187,55.32954545454546,27.66477272727273,0,0,61.829613362446096,0,0,0,0,0,2.2275675445967175E-2,3.0720661680492425E-3,6.7266604593260428E-5,false,1.5795259257211529E-2,0,0,0,0,0,0]
[2031,79,{"$f":"IF(LOADPROFILE=0.1,Results_10PoE!C2036,IF(LOADPROFILE=0.5,Results_50PoE!C2036,\"Invalid Load Profile %\"))","v":0},82.994318181818187,55.32954545454546,27.66477272727273,0,0,62.829613362446096,0,0,0,0,0,2.2275675445967175E-2,3.0720661680492425E-3,6.7266604593260428E-5,false,1.5795259257211529E-2,0,0,0,0,0,0]
[2031,80,{"$f":"IF(LOADPROFILE=0.1,Results_10PoE!C2037,IF(LOADPROFILE=0.5,Results_50PoE!C2037,\"Invalid Load Profile %\"))","v":0},82.994318181818187,55.32954545454546,27.66477272727273,0,0,63.829613362446096,0,0,0,0,0,2.2275675445967175E-2,3.0720661680492425E-3,6.7266604593260428E-5,false,1.5795259257211529E-2,0,0,0,0,0,0]
[2031,81,{"$f":"IF(LOADPROFILE=0.1,Results_10PoE!C2038,IF(LOADPROFILE=0.5,Results_50PoE!C2038,\"Invalid Load Profile %\"))","v":0},82.994318181818187,55.32954545454546,27.66477272727273,0,0,64.829613362446096,0,0,0,0,0,2.2275675445967175E-2,3.0720661680492425E-3,6.7266604593260428E-5,false,1.5795259257211529E-2,0,0,0,0,0,0]
[2031,82,{"$f":"IF(LOADPROFILE=0.1,Results_10PoE!C2039,IF(LOADPROFILE=0.5,Results_50PoE!C2039,\"Invalid Load Profile %\"))","v":0},82.994318181818187,55.32954545454546,27.66477272727273,0,0,65.829613362446096,0,0,0,0,0,2.2275675445967175E-2,3.0720661680492425E-3,6.7266604593260428E-5,false,1.5795259257211529E-2,0,0,0,0,0,0]
[2031,83,{"$f":"IF(LOADPROFILE=0.1,Results_10PoE!C2040,IF(LOADPROFILE=0.5,Results_50PoE!C2040,\"Invalid Load Profile %\"))","v":0},82.994318181818187,55.32954545454546,27.66477272727273,0,0,66.829613362446096,0,0,0,0,0,2.2275675445967175E-2,3.0720661680492425E-3,6.7266604593260428E-5,false,1.5795259257211529E-2,0,0,0,0,0,0]
[2031,84,{"$f":"IF(LOADPROFILE=0.1,Results_10PoE!C2041,IF(LOADPROFILE=0.5,Results_50PoE!C2041,\"Invalid Load Profile %\"))","v":0},82.994318181818187,55.32954545454546,27.66477272727273,0,0,67.829613362446096,0,0,0,0,0,2.2275675445967175E-2,3.0720661680492425E-3,6.7266604593260428E-5,false,1.5795259257211529E-2,0,0,0,0,0,0]
[2031,85,{"$f":"IF(LOADPROFILE=0.1,Results_10PoE!C2042,IF(LOADPROFILE=0.5,Results_50PoE!C2042,\"Invalid Load Profile %\"))","v":0},82.994318181818187,55.32954545454546,27.66477272727273,0,0,68.829613362446096,0,0,0,0,0,2.2275675445967175E-2,3.0720661680492425E-3,6.7266604593260428E-5,false,1.5795259257211529E-2,0,0,0,0,0,0]
[2031,86,{"$f":"IF(LOADPROFILE=0.1,Results_10PoE!C2043,IF(LOADPROFILE=0.5,Results_50PoE!C2043,\"Invalid Load Profile %\"))","v":0},82.994318181818187,55.32954545454546,27.66477272727273,0,0,69.829613362446096,0,0,0,0,0,2.2275675445967175E-2,3.0720661680492425E-3,6.7266604593260428E-5,false,1.5795259257211529E-2,0,0,0,0,0,0]
[2031,87,{"$f":"IF(LOADPROFILE=0.1,Results_10PoE!C2044,IF(LOADPROFILE=0.5,Results_50PoE!C2044,\"Invalid Load Profile %\"))","v":0},82.994318181818187,55.32954545454546,27.66477272727273,0,0,70.829613362446096,0,0,0,0,0,2.2275675445967175E-2,3.0720661680492425E-3,6.7266604593260428E-5,false,1.5795259257211529E-2,0,0,0,0,0,0]
[2031,88,{"$f":"IF(LOADPROFILE=0.1,Results_10PoE!C2045,IF(LOADPROFILE=0.5,Results_50PoE!C2045,\"Invalid Load Profile %\"))","v":0},82.994318181818187,55.32954545454546,27.66477272727273,0,0,71.829613362446096,0,0,0,0,0,2.2275675445967175E-2,3.0720661680492425E-3,6.7266604593260428E-5,false,1.5795259257211529E-2,0,0,0,0,0,0]
[2031,89,{"$f":"IF(LOADPROFILE=0.1,Results_10PoE!C2046,IF(LOADPROFILE=0.5,Results_50PoE!C2046,\"Invalid Load Profile %\"))","v":0},82.994318181818187,55.32954545454546,27.66477272727273,0,0,72.829613362446096,0,0,0,0,0,2.2275675445967175E-2,3.0720661680492425E-3,6.7266604593260428E-5,false,1.5795259257211529E-2,0,0,0,0,0,0]
[2031,90,{"$f":"IF(LOADPROFILE=0.1,Results_10PoE!C2047,IF(LOADPROFILE=0.5,Results_50PoE!C2047,\"Invalid Load Profile %\"))","v":0},82.994318181818187,55.32954545454546,27.66477272727273,0,0,73.829613362446096,0,0,0,0,0,2.2275675445967175E-2,3.0720661680492425E-3,6.7266604593260428E-5,false,1.5795259257211529E-2,0,0,0,0,0,0]
[2031,91,{"$f":"IF(LOADPROFILE=0.1,Results_10PoE!C2048,IF(LOADPROFILE=0.5,Results_50PoE!C2048,\"Invalid Load Profile %\"))","v":0},82.994318181818187,55.32954545454546,27.66477272727273,0,0,74.829613362446096,0,0,0,0,0,2.2275675445967175E-2,3.0720661680492425E-3,6.7266604593260428E-5,false,1.5795259257211529E-2,0,0,0,0,0,0]
[2031,92,{"$f":"IF(LOADPROFILE=0.1,Results_10PoE!C2049,IF(LOADPROFILE=0.5,Results_50PoE!C2049,\"Invalid Load Profile %\"))","v":0},82.994318181818187,55.32954545454546,27.66477272727273,0,0,75.829613362446096,0,0,0,0,0,2.2275675445967175E-2,3.0720661680492425E-3,6.7266604593260428E-5,false,1.5795259257211529E-2,0,0,0,0,0,0]
[2031,93,{"$f":"IF(LOADPROFILE=0.1,Results_10PoE!C2050,IF(LOADPROFILE=0.5,Results_50PoE!C2050,\"Invalid Load Profile %\"))","v":0},82.994318181818187,55.32954545454546,27.66477272727273,0,0,76.829613362446096,0,0,0,0,0,2.2275675445967175E-2,3.0720661680492425E-3,6.7266604593260428E-5,false,1.5795259257211529E-2,0,0,0,0,0,0]
[2031,94,{"$f":"IF(LOADPROFILE=0.1,Results_10PoE!C2051,IF(LOADPROFILE=0.5,Results_50PoE!C2051,\"Invalid Load Profile %\"))","v":0},82.994318181818187,55.32954545454546,27.66477272727273,0,0,77.829613362446096,0,0,0,0,0,2.2275675445967175E-2,3.0720661680492425E-3,6.7266604593260428E-5,false,1.5795259257211529E-2,0,0,0,0,0,0]
[2031,95,{"$f":"IF(LOADPROFILE=0.1,Results_10PoE!C2052,IF(LOADPROFILE=0.5,Results_50PoE!C2052,\"Invalid Load Profile %\"))","v":0},82.994318181818187,55.32954545454546,27.66477272727273,0,0,78.829613362446096,0,0,0,0,0,2.2275675445967175E-2,3.0720661680492425E-3,6.7266604593260428E-5,false,1.5795259257211529E-2,0,0,0,0,0,0]
[2031,96,{"$f":"IF(LOADPROFILE=0.1,Results_10PoE!C2053,IF(LOADPROFILE=0.5,Results_50PoE!C2053,\"Invalid Load Profile %\"))","v":0},82.994318181818187,55.32954545454546,27.66477272727273,0,0,79.829613362446096,0,0,0,0,0,2.2275675445967175E-2,3.0720661680492425E-3,6.7266604593260428E-5,false,1.5795259257211529E-2,0,0,0,0,0,0]
[2031,97,{"$f":"IF(LOADPROFILE=0.1,Results_10PoE!C2054,IF(LOADPROFILE=0.5,Results_50PoE!C2054,\"Invalid Load Profile %\"))","v":0},82.994318181818187,55.32954545454546,27.66477272727273,0,0,80.829613362446096,0,0,0,0,0,2.2275675445967175E-2,3.0720661680492425E-3,6.7266604593260428E-5,false,1.5795259257211529E-2,0,0,0,0,0,0]
[2031,98,{"$f":"IF(LOADPROFILE=0.1,Results_10PoE!C2055,IF(LOADPROFILE=0.5,Results_50PoE!C2055,\"Invalid Load Profile %\"))","v":0},82.994318181818187,55.32954545454546,27.66477272727273,0,0,81.829613362446096,0,0,0,0,0,2.2275675445967175E-2,3.0720661680492425E-3,6.7266604593260428E-5,false,1.5795259257211529E-2,0,0,0,0,0,0]
[2031,99,{"$f":"IF(LOADPROFILE=0.1,Results_10PoE!C2056,IF(LOADPROFILE=0.5,Results_50PoE!C2056,\"Invalid Load Profile %\"))","v":0},82.994318181818187,55.32954545454546,27.66477272727273,0,0,82.829613362446096,0,0,0,0,0,2.2275675445967175E-2,3.0720661680492425E-3,6.7266604593260428E-5,false,1.5795259257211529E-2,0,0,0,0,0,0]
[2031,100,{"$f":"IF(LOADPROFILE=0.1,Results_10PoE!C2057,IF(LOADPROFILE=0.5,Results_50PoE!C2057,\"Invalid Load Profile %\"))","v":0},{"$f":"VLOOKUP($A2086,$Q$4:$AB$26,6,FALSE)","v":82.994318181818187},{"$f":"VLOOKUP($A2086,$Q$4:$AB$26,7,FALSE)","v":55.32954545454546},{"$f":"VLOOKUP($A2086,$Q$4:$AB$26,9,FALSE)","v":27.66477272727273},{"$f":"VLOOKUP($A2086,$Q$4:$AB$26,10,FALSE)","v":0},{"$f":"VLOOKUP($A2086,$Q$4:$AB$26,11,FALSE)","v":0},{"$f":"IF(B2086-VLOOKUP(A2086,$Q$4:$AB$26,12,FALSE)<0,0,B2086-VLOOKUP(A2086,$Q$4:$AB$26,12,FALSE))","v":83.829613362446096},{"$f":"IF(B2086=150,0,IF(IF($I2086>D2086,($I2086-D2086)*($C2086-$C2087),0)<0,0,IF($I2086>D2086,($I2086-D2086)*($C2086-$C2087),0)))*$Y$30","v":0},{"$f":"IF(C2086=150,0,IF(IF($I2086>E2086,($I2086-E2086)*($C2086-$C2087),0)<0,0,IF($I2086>E2086,($I2086-E2086)*($C2086-$C2087),0)))*$Y$30","v":0},{"$f":"IF(D2086=150,0,IF(IF($I2086>F2086,($I2086-F2086)*($C2086-$C2087),0)<0,0,IF($I2086>F2086,($I2086-F2086)*($C2086-$C2087),0)))*$Y$30","v":0},{"$f":"IF(E2086=150,0,IF(IF($I2086>G2086,($I2086-G2086)*($C2086-$C2087),0)<0,0,IF($I2086>G2086,($I2086-G2086)*($C2086-$C2087),0)))*$Y$30","v":0},{"$f":"IF(F2086=150,0,IF(IF($I2086>H2086,($I2086-H2086)*($C2086-$C2087),0)<0,0,IF($I2086>H2086,($I2086-H2086)*($C2086-$C2087),0)))*$Y$30","v":0},{"$f":"VLOOKUP($A2086, $Q$4:$BB$26,33,FALSE)","v":2.2275675445967175E-2},{"$f":"VLOOKUP($A2086, $Q$4:$BB$26,34,FALSE)","v":3.0720661680492425E-3},{"$f":"VLOOKUP($A2086, $Q$4:$BB$26,35,FALSE)","v":6.7266604593260428E-5},{"$f":"VLOOKUP($A2086, $Q$4:$BB$26,36,FALSE)","v":false},{"$f":"VLOOKUP($A2086, $Q$4:$BB$26,37,FALSE)","v":1.5795259257211529E-2},{"$f":"J2086*1000*($S$34/365)","v":0},{"$f":"O2086*K2086*1000*($T$34/365)","v":0},{"$f":"P2086*L2086*1000*($U$34/365)","v":0},{"$f":"Q2086*M2086*1000*($V$34/365)","v":0},{"$f":"R2086*N2086*1000*($W$34/365)","v":0},{"$f":"S2086*K2086*1000*($X$34/365)","v":0}]
[2031,101,{"$f":"IF(LOADPROFILE=0.1,Results_10PoE!C2058,IF(LOADPROFILE=0.5,Results_50PoE!C2058,\"Invalid Load Profile %\"))","v":0},82.994318181818187,55.32954545454546,27.66477272727273,0,0,84.829613362446096,0,0,0,0,0,2.2275675445967175E-2,3.0720661680492425E-3,6.7266604593260428E-5,false,1.5795259257211529E-2,0,0,0,0,0,0]
[2031,102,{"$f":"IF(LOADPROFILE=0.1,Results_10PoE!C2059,IF(LOADPROFILE=0.5,Results_50PoE!C2059,\"Invalid Load Profile %\"))","v":0},82.994318181818187,55.32954545454546,27.66477272727273,0,0,85.829613362446096,0,0,0,0,0,2.2275675445967175E-2,3.0720661680492425E-3,6.7266604593260428E-5,false,1.5795259257211529E-2,0,0,0,0,0,0]
[2031,103,{"$f":"IF(LOADPROFILE=0.1,Results_10PoE!C2060,IF(LOADPROFILE=0.5,Results_50PoE!C2060,\"Invalid Load Profile %\"))","v":0},82.994318181818187,55.32954545454546,27.66477272727273,0,0,86.829613362446096,0,0,0,0,0,2.2275675445967175E-2,3.0720661680492425E-3,6.7266604593260428E-5,false,1.5795259257211529E-2,0,0,0,0,0,0]
[2031,104,{"$f":"IF(LOADPROFILE=0.1,Results_10PoE!C2061,IF(LOADPROFILE=0.5,Results_50PoE!C2061,\"Invalid Load Profile %\"))","v":0},82.994318181818187,55.32954545454546,27.66477272727273,0,0,87.829613362446096,0,0,0,0,0,2.2275675445967175E-2,3.0720661680492425E-3,6.7266604593260428E-5,false,1.5795259257211529E-2,0,0,0,0,0,0]
[2031,105,{"$f":"IF(LOADPROFILE=0.1,Results_10PoE!C2062,IF(LOADPROFILE=0.5,Results_50PoE!C2062,\"Invalid Load Profile %\"))","v":0},82.994318181818187,55.32954545454546,27.66477272727273,0,0,88.829613362446096,0,0,0,0,0,2.2275675445967175E-2,3.0720661680492425E-3,6.7266604593260428E-5,false,1.5795259257211529E-2,0,0,0,0,0,0]
[2031,106,{"$f":"IF(LOADPROFILE=0.1,Results_10PoE!C2063,IF(LOADPROFILE=0.5,Results_50PoE!C2063,\"Invalid Load Profile %\"))","v":0},82.994318181818187,55.32954545454546,27.66477272727273,0,0,89.829613362446096,0,0,0,0,0,2.2275675445967175E-2,3.0720661680492425E-3,6.7266604593260428E-5,false,1.5795259257211529E-2,0,0,0,0,0,0]
[2031,107,{"$f":"IF(LOADPROFILE=0.1,Results_10PoE!C2064,IF(LOADPROFILE=0.5,Results_50PoE!C2064,\"Invalid Load Profile %\"))","v":0},82.994318181818187,55.32954545454546,27.66477272727273,0,0,90.829613362446096,0,0,0,0,0,2.2275675445967175E-2,3.0720661680492425E-3,6.7266604593260428E-5,false,1.5795259257211529E-2,0,0,0,0,0,0]
[2031,108,{"$f":"IF(LOADPROFILE=0.1,Results_10PoE!C2065,IF(LOADPROFILE=0.5,Results_50PoE!C2065,\"Invalid Load Profile %\"))","v":0},82.994318181818187,55.32954545454546,27.66477272727273,0,0,91.829613362446096,0,0,0,0,0,2.2275675445967175E-2,3.0720661680492425E-3,6.7266604593260428E-5,false,1.5795259257211529E-2,0,0,0,0,0,0]
[2031,109,{"$f":"IF(LOADPROFILE=0.1,Results_10PoE!C2066,IF(LOADPROFILE=0.5,Results_50PoE!C2066,\"Invalid Load Profile %\"))","v":0},82.994318181818187,55.32954545454546,27.66477272727273,0,0,92.829613362446096,0,0,0,0,0,2.2275675445967175E-2,3.0720661680492425E-3,6.7266604593260428E-5,false,1.5795259257211529E-2,0,0,0,0,0,0]
[2031,110,{"$f":"IF(LOADPROFILE=0.1,Results_10PoE!C2067,IF(LOADPROFILE=0.5,Results_50PoE!C2067,\"Invalid Load Profile %\"))","v":0},82.994318181818187,55.32954545454546,27.66477272727273,0,0,93.829613362446096,0,0,0,0,0,2.2275675445967175E-2,3.0720661680492425E-3,6.7266604593260428E-5,false,1.5795259257211529E-2,0,0,0,0,0,0]
[2031,111,{"$f":"IF(LOADPROFILE=0.1,Results_10PoE!C2068,IF(LOADPROFILE=0.5,Results_50PoE!C2068,\"Invalid Load Profile %\"))","v":0},82.994318181818187,55.32954545454546,27.66477272727273,0,0,94.829613362446096,0,0,0,0,0,2.2275675445967175E-2,3.0720661680492425E-3,6.7266604593260428E-5,false,1.5795259257211529E-2,0,0,0,0,0,0]
[2031,112,{"$f":"IF(LOADPROFILE=0.1,Results_10PoE!C2069,IF(LOADPROFILE=0.5,Results_50PoE!C2069,\"Invalid Load Profile %\"))","v":0},82.994318181818187,55.32954545454546,27.66477272727273,0,0,95.829613362446096,0,0,0,0,0,2.2275675445967175E-2,3.0720661680492425E-3,6.7266604593260428E-5,false,1.5795259257211529E-2,0,0,0,0,0,0]
[2031,113,{"$f":"IF(LOADPROFILE=0.1,Results_10PoE!C2070,IF(LOADPROFILE=0.5,Results_50PoE!C2070,\"Invalid Load Profile %\"))","v":0},82.994318181818187,55.32954545454546,27.66477272727273,0,0,96.829613362446096,0,0,0,0,0,2.2275675445967175E-2,3.0720661680492425E-3,6.7266604593260428E-5,false,1.5795259257211529E-2,0,0,0,0,0,0]
[2031,114,{"$f":"IF(LOADPROFILE=0.1,Results_10PoE!C2071,IF(LOADPROFILE=0.5,Results_50PoE!C2071,\"Invalid Load Profile %\"))","v":0},82.994318181818187,55.32954545454546,27.66477272727273,0,0,97.829613362446096,0,0,0,0,0,2.2275675445967175E-2,3.0720661680492425E-3,6.7266604593260428E-5,false,1.5795259257211529E-2,0,0,0,0,0,0]
[2031,115,{"$f":"IF(LOADPROFILE=0.1,Results_10PoE!C2072,IF(LOADPROFILE=0.5,Results_50PoE!C2072,\"Invalid Load Profile %\"))","v":0},82.994318181818187,55.32954545454546,27.66477272727273,0,0,98.829613362446096,0,0,0,0,0,2.2275675445967175E-2,3.0720661680492425E-3,6.7266604593260428E-5,false,1.5795259257211529E-2,0,0,0,0,0,0]
[2031,116,{"$f":"IF(LOADPROFILE=0.1,Results_10PoE!C2073,IF(LOADPROFILE=0.5,Results_50PoE!C2073,\"Invalid Load Profile %\"))","v":0},82.994318181818187,55.32954545454546,27.66477272727273,0,0,99.829613362446096,0,0,0,0,0,2.2275675445967175E-2,3.0720661680492425E-3,6.7266604593260428E-5,false,1.5795259257211529E-2,0,0,0,0,0,0]
[2031,117,{"$f":"IF(LOADPROFILE=0.1,Results_10PoE!C2074,IF(LOADPROFILE=0.5,Results_50PoE!C2074,\"Invalid Load Profile %\"))","v":0},82.994318181818187,55.32954545454546,27.66477272727273,0,0,100.8296133624461,0,0,0,0,0,2.2275675445967175E-2,3.0720661680492425E-3,6.7266604593260428E-5,false,1.5795259257211529E-2,0,0,0,0,0,0]
[2031,118,{"$f":"IF(LOADPROFILE=0.1,Results_10PoE!C2075,IF(LOADPROFILE=0.5,Results_50PoE!C2075,\"Invalid Load Profile %\"))","v":0},82.994318181818187,55.32954545454546,27.66477272727273,0,0,101.8296133624461,0,0,0,0,0,2.2275675445967175E-2,3.0720661680492425E-3,6.7266604593260428E-5,false,1.5795259257211529E-2,0,0,0,0,0,0]
[2031,119,{"$f":"IF(LOADPROFILE=0.1,Results_10PoE!C2076,IF(LOADPROFILE=0.5,Results_50PoE!C2076,\"Invalid Load Profile %\"))","v":0},82.994318181818187,55.32954545454546,27.66477272727273,0,0,102.8296133624461,0,0,0,0,0,2.2275675445967175E-2,3.0720661680492425E-3,6.7266604593260428E-5,false,1.5795259257211529E-2,0,0,0,0,0,0]
[2031,120,{"$f":"IF(LOADPROFILE=0.1,Results_10PoE!C2077,IF(LOADPROFILE=0.5,Results_50PoE!C2077,\"Invalid Load Profile %\"))","v":0},82.994318181818187,55.32954545454546,27.66477272727273,0,0,103.8296133624461,0,0,0,0,0,2.2275675445967175E-2,3.0720661680492425E-3,6.7266604593260428E-5,false,1.5795259257211529E-2,0,0,0,0,0,0]
[2031,121,{"$f":"IF(LOADPROFILE=0.1,Results_10PoE!C2078,IF(LOADPROFILE=0.5,Results_50PoE!C2078,\"Invalid Load Profile %\"))","v":0},82.994318181818187,55.32954545454546,27.66477272727273,0,0,104.8296133624461,0,0,0,0,0,2.2275675445967175E-2,3.0720661680492425E-3,6.7266604593260428E-5,false,1.5795259257211529E-2,0,0,0,0,0,0]
[2031,122,{"$f":"IF(LOADPROFILE=0.1,Results_10PoE!C2079,IF(LOADPROFILE=0.5,Results_50PoE!C2079,\"Invalid Load Profile %\"))","v":0},82.994318181818187,55.32954545454546,27.66477272727273,0,0,105.8296133624461,0,0,0,0,0,2.2275675445967175E-2,3.0720661680492425E-3,6.7266604593260428E-5,false,1.5795259257211529E-2,0,0,0,0,0,0]
[2031,123,{"$f":"IF(LOADPROFILE=0.1,Results_10PoE!C2080,IF(LOADPROFILE=0.5,Results_50PoE!C2080,\"Invalid Load Profile %\"))","v":0},82.994318181818187,55.32954545454546,27.66477272727273,0,0,106.8296133624461,0,0,0,0,0,2.2275675445967175E-2,3.0720661680492425E-3,6.7266604593260428E-5,false,1.5795259257211529E-2,0,0,0,0,0,0]
[2031,124,{"$f":"IF(LOADPROFILE=0.1,Results_10PoE!C2081,IF(LOADPROFILE=0.5,Results_50PoE!C2081,\"Invalid Load Profile %\"))","v":0},82.994318181818187,55.32954545454546,27.66477272727273,0,0,107.8296133624461,0,0,0,0,0,2.2275675445967175E-2,3.0720661680492425E-3,6.7266604593260428E-5,false,1.5795259257211529E-2,0,0,0,0,0,0]
[2031,125,{"$f":"IF(LOADPROFILE=0.1,Results_10PoE!C2082,IF(LOADPROFILE=0.5,Results_50PoE!C2082,\"Invalid Load Profile %\"))","v":0},82.994318181818187,55.32954545454546,27.66477272727273,0,0,108.8296133624461,0,0,0,0,0,2.2275675445967175E-2,3.0720661680492425E-3,6.7266604593260428E-5,false,1.5795259257211529E-2,0,0,0,0,0,0]
[2031,126,{"$f":"IF(LOADPROFILE=0.1,Results_10PoE!C2083,IF(LOADPROFILE=0.5,Results_50PoE!C2083,\"Invalid Load Profile %\"))","v":0},82.994318181818187,55.32954545454546,27.66477272727273,0,0,109.8296133624461,0,0,0,0,0,2.2275675445967175E-2,3.0720661680492425E-3,6.7266604593260428E-5,false,1.5795259257211529E-2,0,0,0,0,0,0]
[2031,127,{"$f":"IF(LOADPROFILE=0.1,Results_10PoE!C2084,IF(LOADPROFILE=0.5,Results_50PoE!C2084,\"Invalid Load Profile %\"))","v":0},82.994318181818187,55.32954545454546,27.66477272727273,0,0,110.8296133624461,0,0,0,0,0,2.2275675445967175E-2,3.0720661680492425E-3,6.7266604593260428E-5,false,1.5795259257211529E-2,0,0,0,0,0,0]
[2031,128,{"$f":"IF(LOADPROFILE=0.1,Results_10PoE!C2085,IF(LOADPROFILE=0.5,Results_50PoE!C2085,\"Invalid Load Profile %\"))","v":0},82.994318181818187,55.32954545454546,27.66477272727273,0,0,111.8296133624461,0,0,0,0,0,2.2275675445967175E-2,3.0720661680492425E-3,6.7266604593260428E-5,false,1.5795259257211529E-2,0,0,0,0,0,0]
[2031,129,{"$f":"IF(LOADPROFILE=0.1,Results_10PoE!C2086,IF(LOADPROFILE=0.5,Results_50PoE!C2086,\"Invalid Load Profile %\"))","v":0},82.994318181818187,55.32954545454546,27.66477272727273,0,0,112.8296133624461,0,0,0,0,0,2.2275675445967175E-2,3.0720661680492425E-3,6.7266604593260428E-5,false,1.5795259257211529E-2,0,0,0,0,0,0]
[2031,130,{"$f":"IF(LOADPROFILE=0.1,Results_10PoE!C2087,IF(LOADPROFILE=0.5,Results_50PoE!C2087,\"Invalid Load Profile %\"))","v":0},82.994318181818187,55.32954545454546,27.66477272727273,0,0,113.8296133624461,0,0,0,0,0,2.2275675445967175E-2,3.0720661680492425E-3,6.7266604593260428E-5,false,1.5795259257211529E-2,0,0,0,0,0,0]
[2031,131,{"$f":"IF(LOADPROFILE=0.1,Results_10PoE!C2088,IF(LOADPROFILE=0.5,Results_50PoE!C2088,\"Invalid Load Profile %\"))","v":0},82.994318181818187,55.32954545454546,27.66477272727273,0,0,114.8296133624461,0,0,0,0,0,2.2275675445967175E-2,3.0720661680492425E-3,6.7266604593260428E-5,false,1.5795259257211529E-2,0,0,0,0,0,0]
[2031,132,{"$f":"IF(LOADPROFILE=0.1,Results_10PoE!C2089,IF(LOADPROFILE=0.5,Results_50PoE!C2089,\"Invalid Load Profile %\"))","v":0},82.994318181818187,55.32954545454546,27.66477272727273,0,0,115.8296133624461,0,0,0,0,0,2.2275675445967175E-2,3.0720661680492425E-3,6.7266604593260428E-5,false,1.5795259257211529E-2,0,0,0,0,0,0]
[2031,133,{"$f":"IF(LOADPROFILE=0.1,Results_10PoE!C2090,IF(LOADPROFILE=0.5,Results_50PoE!C2090,\"Invalid Load Profile %\"))","v":0},82.994318181818187,55.32954545454546,27.66477272727273,0,0,116.8296133624461,0,0,0,0,0,2.2275675445967175E-2,3.0720661680492425E-3,6.7266604593260428E-5,false,1.5795259257211529E-2,0,0,0,0,0,0]
[2031,134,{"$f":"IF(LOADPROFILE=0.1,Results_10PoE!C2091,IF(LOADPROFILE=0.5,Results_50PoE!C2091,\"Invalid Load Profile %\"))","v":0},82.994318181818187,55.32954545454546,27.66477272727273,0,0,117.8296133624461,0,0,0,0,0,2.2275675445967175E-2,3.0720661680492425E-3,6.7266604593260428E-5,false,1.5795259257211529E-2,0,0,0,0,0,0]
[2031,135,{"$f":"IF(LOADPROFILE=0.1,Results_10PoE!C2092,IF(LOADPROFILE=0.5,Results_50PoE!C2092,\"Invalid Load Profile %\"))","v":0},82.994318181818187,55.32954545454546,27.66477272727273,0,0,118.8296133624461,0,0,0,0,0,2.2275675445967175E-2,3.0720661680492425E-3,6.7266604593260428E-5,false,1.5795259257211529E-2,0,0,0,0,0,0]
[2031,136,{"$f":"IF(LOADPROFILE=0.1,Results_10PoE!C2093,IF(LOADPROFILE=0.5,Results_50PoE!C2093,\"Invalid Load Profile %\"))","v":0},82.994318181818187,55.32954545454546,27.66477272727273,0,0,119.8296133624461,0,0,0,0,0,2.2275675445967175E-2,3.0720661680492425E-3,6.7266604593260428E-5,false,1.5795259257211529E-2,0,0,0,0,0,0]
[2031,137,{"$f":"IF(LOADPROFILE=0.1,Results_10PoE!C2094,IF(LOADPROFILE=0.5,Results_50PoE!C2094,\"Invalid Load Profile %\"))","v":0},82.994318181818187,55.32954545454546,27.66477272727273,0,0,120.8296133624461,0,0,0,0,0,2.2275675445967175E-2,3.0720661680492425E-3,6.7266604593260428E-5,false,1.5795259257211529E-2,0,0,0,0,0,0]
[2031,138,{"$f":"IF(LOADPROFILE=0.1,Results_10PoE!C2095,IF(LOADPROFILE=0.5,Results_50PoE!C2095,\"Invalid Load Profile %\"))","v":0},82.994318181818187,55.32954545454546,27.66477272727273,0,0,121.8296133624461,0,0,0,0,0,2.2275675445967175E-2,3.0720661680492425E-3,6.7266604593260428E-5,false,1.5795259257211529E-2,0,0,0,0,0,0]
[2031,139,{"$f":"IF(LOADPROFILE=0.1,Results_10PoE!C2096,IF(LOADPROFILE=0.5,Results_50PoE!C2096,\"Invalid Load Profile %\"))","v":0},82.994318181818187,55.32954545454546,27.66477272727273,0,0,122.8296133624461,0,0,0,0,0,2.2275675445967175E-2,3.0720661680492425E-3,6.7266604593260428E-5,false,1.5795259257211529E-2,0,0,0,0,0,0]
[2031,140,{"$f":"IF(LOADPROFILE=0.1,Results_10PoE!C2097,IF(LOADPROFILE=0.5,Results_50PoE!C2097,\"Invalid Load Profile %\"))","v":0},82.994318181818187,55.32954545454546,27.66477272727273,0,0,123.8296133624461,0,0,0,0,0,2.2275675445967175E-2,3.0720661680492425E-3,6.7266604593260428E-5,false,1.5795259257211529E-2,0,0,0,0,0,0]
[2031,141,{"$f":"IF(LOADPROFILE=0.1,Results_10PoE!C2098,IF(LOADPROFILE=0.5,Results_50PoE!C2098,\"Invalid Load Profile %\"))","v":0},82.994318181818187,55.32954545454546,27.66477272727273,0,0,124.8296133624461,0,0,0,0,0,2.2275675445967175E-2,3.0720661680492425E-3,6.7266604593260428E-5,false,1.5795259257211529E-2,0,0,0,0,0,0]
[2031,142,{"$f":"IF(LOADPROFILE=0.1,Results_10PoE!C2099,IF(LOADPROFILE=0.5,Results_50PoE!C2099,\"Invalid Load Profile %\"))","v":0},82.994318181818187,55.32954545454546,27.66477272727273,0,0,125.8296133624461,0,0,0,0,0,2.2275675445967175E-2,3.0720661680492425E-3,6.7266604593260428E-5,false,1.5795259257211529E-2,0,0,0,0,0,0]
[2031,143,{"$f":"IF(LOADPROFILE=0.1,Results_10PoE!C2100,IF(LOADPROFILE=0.5,Results_50PoE!C2100,\"Invalid Load Profile %\"))","v":0},82.994318181818187,55.32954545454546,27.66477272727273,0,0,126.8296133624461,0,0,0,0,0,2.2275675445967175E-2,3.0720661680492425E-3,6.7266604593260428E-5,false,1.5795259257211529E-2,0,0,0,0,0,0]
[2031,144,{"$f":"IF(LOADPROFILE=0.1,Results_10PoE!C2101,IF(LOADPROFILE=0.5,Results_50PoE!C2101,\"Invalid Load Profile %\"))","v":0},82.994318181818187,55.32954545454546,27.66477272727273,0,0,127.8296133624461,0,0,0,0,0,2.2275675445967175E-2,3.0720661680492425E-3,6.7266604593260428E-5,false,1.5795259257211529E-2,0,0,0,0,0,0]
[2031,145,{"$f":"IF(LOADPROFILE=0.1,Results_10PoE!C2102,IF(LOADPROFILE=0.5,Results_50PoE!C2102,\"Invalid Load Profile %\"))","v":0},82.994318181818187,55.32954545454546,27.66477272727273,0,0,128.82961336244608,0,0,0,0,0,2.2275675445967175E-2,3.0720661680492425E-3,6.7266604593260428E-5,false,1.5795259257211529E-2,0,0,0,0,0,0]
[2031,146,{"$f":"IF(LOADPROFILE=0.1,Results_10PoE!C2103,IF(LOADPROFILE=0.5,Results_50PoE!C2103,\"Invalid Load Profile %\"))","v":0},82.994318181818187,55.32954545454546,27.66477272727273,0,0,129.82961336244608,0,0,0,0,0,2.2275675445967175E-2,3.0720661680492425E-3,6.7266604593260428E-5,false,1.5795259257211529E-2,0,0,0,0,0,0]
[2031,147,{"$f":"IF(LOADPROFILE=0.1,Results_10PoE!C2104,IF(LOADPROFILE=0.5,Results_50PoE!C2104,\"Invalid Load Profile %\"))","v":0},82.994318181818187,55.32954545454546,27.66477272727273,0,0,130.82961336244608,0,0,0,0,0,2.2275675445967175E-2,3.0720661680492425E-3,6.7266604593260428E-5,false,1.5795259257211529E-2,0,0,0,0,0,0]
[2031,148,{"$f":"IF(LOADPROFILE=0.1,Results_10PoE!C2105,IF(LOADPROFILE=0.5,Results_50PoE!C2105,\"Invalid Load Profile %\"))","v":0},82.994318181818187,55.32954545454546,27.66477272727273,0,0,131.82961336244608,0,0,0,0,0,2.2275675445967175E-2,3.0720661680492425E-3,6.7266604593260428E-5,false,1.5795259257211529E-2,0,0,0,0,0,0]
[2031,149,{"$f":"IF(LOADPROFILE=0.1,Results_10PoE!C2106,IF(LOADPROFILE=0.5,Results_50PoE!C2106,\"Invalid Load Profile %\"))","v":0},82.994318181818187,55.32954545454546,27.66477272727273,0,0,132.82961336244608,0,0,0,0,0,2.2275675445967175E-2,3.0720661680492425E-3,6.7266604593260428E-5,false,1.5795259257211529E-2,0,0,0,0,0,0]
[2031,150,{"$f":"IF(LOADPROFILE=0.1,Results_10PoE!C2107,IF(LOADPROFILE=0.5,Results_50PoE!C2107,\"Invalid Load Profile %\"))","v":0},82.994318181818187,55.32954545454546,27.66477272727273,0,0,133.82961336244608,0,0,0,0,0,2.2275675445967175E-2,3.0720661680492425E-3,6.7266604593260428E-5,false,1.5795259257211529E-2,0,0,0,0,0,0]
[2032,1,{"$f":"IF(LOADPROFILE=0.1,Results_10PoE!C2108,IF(LOADPROFILE=0.5,Results_50PoE!C2108,\"Invalid Load Profile %\"))","v":8723},82.994318181818187,55.32954545454546,27.66477272727273,0,0,0,0,0,0,0,0,2.3464679080274435E-2,3.2430446991805286E-3,7.1938187703281766E-5,false,1.6403506450223627E-2,0,0,0,0,0,0]
[2032,2,{"$f":"IF(LOADPROFILE=0.1,Results_10PoE!C2109,IF(LOADPROFILE=0.5,Results_50PoE!C2109,\"Invalid Load Profile %\"))","v":8692},82.994318181818187,55.32954545454546,27.66477272727273,0,0,0,0,0,0,0,0,2.3464679080274435E-2,3.2430446991805286E-3,7.1938187703281766E-5,false,1.6403506450223627E-2,0,0,0,0,0,0]
[2032,3,{"$f":"IF(LOADPROFILE=0.1,Results_10PoE!C2110,IF(LOADPROFILE=0.5,Results_50PoE!C2110,\"Invalid Load Profile %\"))","v":8627},82.994318181818187,55.32954545454546,27.66477272727273,0,0,0,0,0,0,0,0,2.3464679080274435E-2,3.2430446991805286E-3,7.1938187703281766E-5,false,1.6403506450223627E-2,0,0,0,0,0,0]
[2032,4,{"$f":"IF(LOADPROFILE=0.1,Results_10PoE!C2111,IF(LOADPROFILE=0.5,Results_50PoE!C2111,\"Invalid Load Profile %\"))","v":8496},82.994318181818187,55.32954545454546,27.66477272727273,0,0,0,0,0,0,0,0,2.3464679080274435E-2,3.2430446991805286E-3,7.1938187703281766E-5,false,1.6403506450223627E-2,0,0,0,0,0,0]
[2032,5,{"$f":"IF(LOADPROFILE=0.1,Results_10PoE!C2112,IF(LOADPROFILE=0.5,Results_50PoE!C2112,\"Invalid Load Profile %\"))","v":8361},82.994318181818187,55.32954545454546,27.66477272727273,0,0,0,0,0,0,0,0,2.3464679080274435E-2,3.2430446991805286E-3,7.1938187703281766E-5,false,1.6403506450223627E-2,0,0,0,0,0,0]
[2032,6,{"$f":"IF(LOADPROFILE=0.1,Results_10PoE!C2113,IF(LOADPROFILE=0.5,Results_50PoE!C2113,\"Invalid Load Profile %\"))","v":8195},82.994318181818187,55.32954545454546,27.66477272727273,0,0,0,0,0,0,0,0,2.3464679080274435E-2,3.2430446991805286E-3,7.1938187703281766E-5,false,1.6403506450223627E-2,0,0,0,0,0,0]
[2032,7,{"$f":"IF(LOADPROFILE=0.1,Results_10PoE!C2114,IF(LOADPROFILE=0.5,Results_50PoE!C2114,\"Invalid Load Profile %\"))","v":7995},82.994318181818187,55.32954545454546,27.66477272727273,0,0,0,0,0,0,0,0,2.3464679080274435E-2,3.2430446991805286E-3,7.1938187703281766E-5,false,1.6403506450223627E-2,0,0,0,0,0,0]
[2032,8,{"$f":"IF(LOADPROFILE=0.1,Results_10PoE!C2115,IF(LOADPROFILE=0.5,Results_50PoE!C2115,\"Invalid Load Profile %\"))","v":7756},82.994318181818187,55.32954545454546,27.66477272727273,0,0,0,0,0,0,0,0,2.3464679080274435E-2,3.2430446991805286E-3,7.1938187703281766E-5,false,1.6403506450223627E-2,0,0,0,0,0,0]
[2032,9,{"$f":"IF(LOADPROFILE=0.1,Results_10PoE!C2116,IF(LOADPROFILE=0.5,Results_50PoE!C2116,\"Invalid Load Profile %\"))","v":7446},82.994318181818187,55.32954545454546,27.66477272727273,0,0,0,0,0,0,0,0,2.3464679080274435E-2,3.2430446991805286E-3,7.1938187703281766E-5,false,1.6403506450223627E-2,0,0,0,0,0,0]
[2032,10,{"$f":"IF(LOADPROFILE=0.1,Results_10PoE!C2117,IF(LOADPROFILE=0.5,Results_50PoE!C2117,\"Invalid Load Profile %\"))","v":7089},82.994318181818187,55.32954545454546,27.66477272727273,0,0,0,0,0,0,0,0,2.3464679080274435E-2,3.2430446991805286E-3,7.1938187703281766E-5,false,1.6403506450223627E-2,0,0,0,0,0,0]
[2032,11,{"$f":"IF(LOADPROFILE=0.1,Results_10PoE!C2118,IF(LOADPROFILE=0.5,Results_50PoE!C2118,\"Invalid Load Profile %\"))","v":6774},82.994318181818187,55.32954545454546,27.66477272727273,0,0,0,0,0,0,0,0,2.3464679080274435E-2,3.2430446991805286E-3,7.1938187703281766E-5,false,1.6403506450223627E-2,0,0,0,0,0,0]
[2032,12,{"$f":"IF(LOADPROFILE=0.1,Results_10PoE!C2119,IF(LOADPROFILE=0.5,Results_50PoE!C2119,\"Invalid Load Profile %\"))","v":6463},82.994318181818187,55.32954545454546,27.66477272727273,0,0,0,0,0,0,0,0,2.3464679080274435E-2,3.2430446991805286E-3,7.1938187703281766E-5,false,1.6403506450223627E-2,0,0,0,0,0,0]
[2032,13,{"$f":"IF(LOADPROFILE=0.1,Results_10PoE!C2120,IF(LOADPROFILE=0.5,Results_50PoE!C2120,\"Invalid Load Profile %\"))","v":6133},82.994318181818187,55.32954545454546,27.66477272727273,0,0,0,0,0,0,0,0,2.3464679080274435E-2,3.2430446991805286E-3,7.1938187703281766E-5,false,1.6403506450223627E-2,0,0,0,0,0,0]
[2032,14,{"$f":"IF(LOADPROFILE=0.1,Results_10PoE!C2121,IF(LOADPROFILE=0.5,Results_50PoE!C2121,\"Invalid Load Profile %\"))","v":5806},{"$f":"VLOOKUP($A2150,$Q$4:$AB$26,6,FALSE)","v":82.994318181818187},{"$f":"VLOOKUP($A2150,$Q$4:$AB$26,7,FALSE)","v":55.32954545454546},{"$f":"VLOOKUP($A2150,$Q$4:$AB$26,9,FALSE)","v":27.66477272727273},{"$f":"VLOOKUP($A2150,$Q$4:$AB$26,10,FALSE)","v":0},{"$f":"VLOOKUP($A2150,$Q$4:$AB$26,11,FALSE)","v":0},{"$f":"IF(B2150-VLOOKUP(A2150,$Q$4:$AB$26,12,FALSE)<0,0,B2150-VLOOKUP(A2150,$Q$4:$AB$26,12,FALSE))","v":0},{"$f":"IF(B2150=150,0,IF(IF($I2150>D2150,($I2150-D2150)*($C2150-$C2151),0)<0,0,IF($I2150>D2150,($I2150-D2150)*($C2150-$C2151),0)))*$Y$30","v":0},{"$f":"IF(C2150=150,0,IF(IF($I2150>E2150,($I2150-E2150)*($C2150-$C2151),0)<0,0,IF($I2150>E2150,($I2150-E2150)*($C2150-$C2151),0)))*$Y$30","v":0},{"$f":"IF(D2150=150,0,IF(IF($I2150>F2150,($I2150-F2150)*($C2150-$C2151),0)<0,0,IF($I2150>F2150,($I2150-F2150)*($C2150-$C2151),0)))*$Y$30","v":0},{"$f":"IF(E2150=150,0,IF(IF($I2150>G2150,($I2150-G2150)*($C2150-$C2151),0)<0,0,IF($I2150>G2150,($I2150-G2150)*($C2150-$C2151),0)))*$Y$30","v":0},{"$f":"IF(F2150=150,0,IF(IF($I2150>H2150,($I2150-H2150)*($C2150-$C2151),0)<0,0,IF($I2150>H2150,($I2150-H2150)*($C2150-$C2151),0)))*$Y$30","v":0},{"$f":"VLOOKUP($A2150, $Q$4:$BB$26,33,FALSE)","v":2.3464679080274435E-2},{"$f":"VLOOKUP($A2150, $Q$4:$BB$26,34,FALSE)","v":3.2430446991805286E-3},{"$f":"VLOOKUP($A2150, $Q$4:$BB$26,35,FALSE)","v":7.1938187703281766E-5},{"$f":"VLOOKUP($A2150, $Q$4:$BB$26,36,FALSE)","v":false},{"$f":"VLOOKUP($A2150, $Q$4:$BB$26,37,FALSE)","v":1.6403506450223627E-2},{"$f":"J2150*1000*($S$34/365)","v":0},{"$f":"O2150*K2150*1000*($T$34/365)","v":0},{"$f":"P2150*L2150*1000*($U$34/365)","v":0},{"$f":"Q2150*M2150*1000*($V$34/365)","v":0},{"$f":"R2150*N2150*1000*($W$34/365)","v":0},{"$f":"S2150*K2150*1000*($X$34/365)","v":0}]
[2032,15,{"$f":"IF(LOADPROFILE=0.1,Results_10PoE!C2122,IF(LOADPROFILE=0.5,Results_50PoE!C2122,\"Invalid Load Profile %\"))","v":5437},82.994318181818187,55.32954545454546,27.66477272727273,0,0,0,0,0,0,0,0,2.3464679080274435E-2,3.2430446991805286E-3,7.1938187703281766E-5,false,1.6403506450223627E-2,0,0,0,0,0,0]
[2032,16,{"$f":"IF(LOADPROFILE=0.1,Results_10PoE!C2123,IF(LOADPROFILE=0.5,Results_50PoE!C2123,\"Invalid Load Profile %\"))","v":5098},82.994318181818187,55.32954545454546,27.66477272727273,0,0,7.8373417487380692E-3,0,0,0,2.1453777126686293,2.1453777126686293,2.3464679080274435E-2,3.2430446991805286E-3,7.1938187703281766E-5,false,1.6403506450223627E-2,0,0,0,4.8710531902966828E-2,0,0]
[2032,17,{"$f":"IF(LOADPROFILE=0.1,Results_10PoE!C2124,IF(LOADPROFILE=0.5,Results_50PoE!C2124,\"Invalid Load Profile %\"))","v":4822},82.994318181818187,55.32954545454546,27.66477272727273,0,0,1.0078373417487381,0,0,0,237.89937466555048,237.89937466555048,2.3464679080274435E-2,3.2430446991805286E-3,7.1938187703281766E-5,false,1.6403506450223627E-2,0,0,0,5.401475465561548,0,0]
[2032,18,{"$f":"IF(LOADPROFILE=0.1,Results_10PoE!C2125,IF(LOADPROFILE=0.5,Results_50PoE!C2125,\"Invalid Load Profile %\"))","v":4584},82.994318181818187,55.32954545454546,27.66477272727273,0,0,2.0078373417487381,0,0,0,390.31073505472341,390.31073505472341,2.3464679080274435E-2,3.2430446991805286E-3,7.1938187703281766E-5,false,1.6403506450223627E-2,0,0,0,8.8619562884823022,0,0]
[2032,19,{"$f":"IF(LOADPROFILE=0.1,Results_10PoE!C2126,IF(LOADPROFILE=0.5,Results_50PoE!C2126,\"Invalid Load Profile %\"))","v":4388},82.994318181818187,55.32954545454546,27.66477272727273,0,0,3.0078373417487381,0,0,0,468.36010750517215,468.36010750517215,2.3464679080274435E-2,3.2430446991805286E-3,7.1938187703281766E-5,false,1.6403506450223627E-2,0,0,0,10.634057501384826,0,0]
[2032,20,{"$f":"IF(LOADPROFILE=0.1,Results_10PoE!C2127,IF(LOADPROFILE=0.5,Results_50PoE!C2127,\"Invalid Load Profile %\"))","v":4231},82.994318181818187,55.32954545454546,27.66477272727273,0,0,4.0078373417487381,0,0,0,703.57314060519809,703.57314060519809,2.3464679080274435E-2,3.2430446991805286E-3,7.1938187703281766E-5,false,1.6403506450223627E-2,0,0,0,15.974539918609455,0,0]
[2032,21,{"$f":"IF(LOADPROFILE=0.1,Results_10PoE!C2128,IF(LOADPROFILE=0.5,Results_50PoE!C2128,\"Invalid Load Profile %\"))","v":4054},82.994318181818187,55.32954545454546,27.66477272727273,0,0,5.0078373417487381,0,0,0,640.71637333795957,640.71637333795957,2.3464679080274435E-2,3.2430446991805286E-3,7.1938187703281766E-5,false,1.6403506450223627E-2,0,0,0,14.547384901006689,0,0]
[2032,22,{"$f":"IF(LOADPROFILE=0.1,Results_10PoE!C2129,IF(LOADPROFILE=0.5,Results_50PoE!C2129,\"Invalid Load Profile %\"))","v":3925},82.994318181818187,55.32954545454546,27.66477272727273,0,0,6.0078373417487381,0,0,0,637.56995267909099,637.56995267909099,2.3464679080274435E-2,3.2430446991805286E-3,7.1938187703281766E-5,false,1.6403506450223627E-2,0,0,0,14.475945814556347,0,0]
[2032,23,{"$f":"IF(LOADPROFILE=0.1,Results_10PoE!C2130,IF(LOADPROFILE=0.5,Results_50PoE!C2130,\"Invalid Load Profile %\"))","v":3818},82.994318181818187,55.32954545454546,27.66477272727273,0,0,7.0078373417487381,0,0,0,834.04821424945692,834.04821424945692,2.3464679080274435E-2,3.2430446991805286E-3,7.1938187703281766E-5,false,1.6403506450223627E-2,0,0,0,18.936960102132762,0,0]
[2032,24,{"$f":"IF(LOADPROFILE=0.1,Results_10PoE!C2131,IF(LOADPROFILE=0.5,Results_50PoE!C2131,\"Invalid Load Profile %\"))","v":3698},82.994318181818187,55.32954545454546,27.66477272727273,0,0,8.0078373417487381,0,0,0,905.41147057474984,905.41147057474984,2.3464679080274435E-2,3.2430446991805286E-3,7.1938187703281766E-5,false,1.6403506450223627E-2,0,0,0,20.557253886954836,0,0]
[2032,25,{"$f":"IF(LOADPROFILE=0.1,Results_10PoE!C2132,IF(LOADPROFILE=0.5,Results_50PoE!C2132,\"Invalid Load Profile %\"))","v":3584},82.994318181818187,55.32954545454546,27.66477272727273,0,0,9.0078373417487381,0,0,0,1286.4974369842303,1286.4974369842303,2.3464679080274435E-2,3.2430446991805286E-3,7.1938187703281766E-5,false,1.6403506450223627E-2,0,0,0,29.209762960273959,0,0]
[2032,26,{"$f":"IF(LOADPROFILE=0.1,Results_10PoE!C2133,IF(LOADPROFILE=0.5,Results_50PoE!C2133,\"Invalid Load Profile %\"))","v":3440},82.994318181818187,55.32954545454546,27.66477272727273,0,0,10.007837341748738,0,0,0,1210.9493172573186,1210.9493172573186,2.3464679080274435E-2,3.2430446991805286E-3,7.1938187703281766E-5,false,1.6403506450223627E-2,0,0,0,27.494452376764002,0,0]
[2032,27,{"$f":"IF(LOADPROFILE=0.1,Results_10PoE!C2134,IF(LOADPROFILE=0.5,Results_50PoE!C2134,\"Invalid Load Profile %\"))","v":3318},82.994318181818187,55.32954545454546,27.66477272727273,0,0,11.007837341748738,0,0,0,1233.6908535153448,1233.6908535153448,2.3464679080274435E-2,3.2430446991805286E-3,7.1938187703281766E-5,false,1.6403506450223627E-2,0,0,0,28.010796105366055,0,0]
[2032,28,{"$f":"IF(LOADPROFILE=0.1,Results_10PoE!C2135,IF(LOADPROFILE=0.5,Results_50PoE!C2135,\"Invalid Load Profile %\"))","v":3205},82.994318181818187,55.32954545454546,27.66477272727273,0,0,12.007837341748738,0,0,0,1417.2212500734361,1417.2212500734361,2.3464679080274435E-2,3.2430446991805286E-3,7.1938187703281766E-5,false,1.6403506450223627E-2,0,0,0,32.177830741699061,0,0]
[2032,29,{"$f":"IF(LOADPROFILE=0.1,Results_10PoE!C2136,IF(LOADPROFILE=0.5,Results_50PoE!C2136,\"Invalid Load Profile %\"))","v":3086},82.994318181818187,55.32954545454546,27.66477272727273,0,0,13.007837341748738,0,0,0,1586.850843060703,1586.850843060703,2.3464679080274435E-2,3.2430446991805286E-3,7.1938187703281766E-5,false,1.6403506450223627E-2,0,0,0,36.029249376329851,0,0]
[2032,30,{"$f":"IF(LOADPROFILE=0.1,Results_10PoE!C2137,IF(LOADPROFILE=0.5,Results_50PoE!C2137,\"Invalid Load Profile %\"))","v":2963},82.994318181818187,55.32954545454546,27.66477272727273,0,0,14.007837341748738,0,0,0,1819.9869906752288,1819.9869906752288,2.3464679080274435E-2,3.2430446991805286E-3,7.1938187703281766E-5,false,1.6403506450223627E-2,0,0,0,41.322576369079393,0,0]
[2032,31,{"$f":"IF(LOADPROFILE=0.1,Results_10PoE!C2138,IF(LOADPROFILE=0.5,Results_50PoE!C2138,\"Invalid Load Profile %\"))","v":2832},82.994318181818187,55.32954545454546,27.66477272727273,0,0,15.007837341748738,0,0,0,1845.7194854390318,1845.7194854390318,2.3464679080274435E-2,3.2430446991805286E-3,7.1938187703281766E-5,false,1.6403506450223627E-2,0,0,0,41.906829435443179,0,0]
[2032,32,{"$f":"IF(LOADPROFILE=0.1,Results_10PoE!C2139,IF(LOADPROFILE=0.5,Results_50PoE!C2139,\"Invalid Load Profile %\"))","v":2708},82.994318181818187,55.32954545454546,27.66477272727273,0,0,16.00783734174874,0,0,0,2048.0863867290964,2048.0863867290964,2.3464679080274435E-2,3.2430446991805286E-3,7.1938187703281766E-5,false,1.6403506450223627E-2,0,0,0,46.501544549329878,0,0]
[2032,33,{"$f":"IF(LOADPROFILE=0.1,Results_10PoE!C2140,IF(LOADPROFILE=0.5,Results_50PoE!C2140,\"Invalid Load Profile %\"))","v":2579},82.994318181818187,55.32954545454546,27.66477272727273,0,0,17.00783734174874,0,0,0,2108.5553442046507,2108.5553442046507,2.3464679080274435E-2,3.2430446991805286E-3,7.1938187703281766E-5,false,1.6403506450223627E-2,0,0,0,47.874484645080322,0,0]
[2032,34,{"$f":"IF(LOADPROFILE=0.1,Results_10PoE!C2141,IF(LOADPROFILE=0.5,Results_50PoE!C2141,\"Invalid Load Profile %\"))","v":2454},82.994318181818187,55.32954545454546,27.66477272727273,0,0,18.00783734174874,0,0,0,2428.9935716625214,2428.9935716625214,2.3464679080274435E-2,3.2430446991805286E-3,7.1938187703281766E-5,false,1.6403506450223627E-2,0,0,0,55.149994411657097,0,0]
[2032,35,{"$f":"IF(LOADPROFILE=0.1,Results_10PoE!C2142,IF(LOADPROFILE=0.5,Results_50PoE!C2142,\"Invalid Load Profile %\"))","v":2318},82.994318181818187,55.32954545454546,27.66477272727273,0,0,19.00783734174874,0,0,0,2940.9199477760262,2940.9199477760262,2.3464679080274435E-2,3.2430446991805286E-3,7.1938187703281766E-5,false,1.6403506450223627E-2,0,0,0,66.773218577917774,0,0]
[2032,36,{"$f":"IF(LOADPROFILE=0.1,Results_10PoE!C2143,IF(LOADPROFILE=0.5,Results_50PoE!C2143,\"Invalid Load Profile %\"))","v":2162},82.994318181818187,55.32954545454546,27.66477272727273,0,0,20.00783734174874,0,0,0,2956.7344015716039,2956.7344015716039,2.3464679080274435E-2,3.2430446991805286E-3,7.1938187703281766E-5,false,1.6403506450223627E-2,0,0,0,67.132283767971998,0,0]
[2032,37,{"$f":"IF(LOADPROFILE=0.1,Results_10PoE!C2144,IF(LOADPROFILE=0.5,Results_50PoE!C2144,\"Invalid Load Profile %\"))","v":2013},82.994318181818187,55.32954545454546,27.66477272727273,0,0,21.00783734174874,0,0,0,3729.5829862259748,3729.5829862259748,2.3464679080274435E-2,3.2430446991805286E-3,7.1938187703281766E-5,false,1.6403506450223627E-2,0,0,0,84.679713955517826,0,0]
[2032,38,{"$f":"IF(LOADPROFILE=0.1,Results_10PoE!C2145,IF(LOADPROFILE=0.5,Results_50PoE!C2145,\"Invalid Load Profile %\"))","v":1834},82.994318181818187,55.32954545454546,27.66477272727273,0,0,22.00783734174874,0,0,0,4736.5595225916932,4736.5595225916932,2.3464679080274435E-2,3.2430446991805286E-3,7.1938187703281766E-5,false,1.6403506450223627E-2,0,0,0,107.54298992344411,0,0]
[2032,39,{"$f":"IF(LOADPROFILE=0.1,Results_10PoE!C2146,IF(LOADPROFILE=0.5,Results_50PoE!C2146,\"Invalid Load Profile %\"))","v":1617},82.994318181818187,55.32954545454546,27.66477272727273,0,0,23.00783734174874,0,0,0,5202.7929522824716,5202.7929522824716,2.3464679080274435E-2,3.2430446991805286E-3,7.1938187703281766E-5,false,1.6403506450223627E-2,0,0,0,118.12876147177106,0,0]
[2032,40,{"$f":"IF(LOADPROFILE=0.1,Results_10PoE!C2147,IF(LOADPROFILE=0.5,Results_50PoE!C2147,\"Invalid Load Profile %\"))","v":1389},82.994318181818187,55.32954545454546,27.66477272727273,0,0,24.00783734174874,0,0,0,5381.3021434952134,5381.3021434952134,2.3464679080274435E-2,3.2430446991805286E-3,7.1938187703281766E-5,false,1.6403506450223627E-2,0,0,0,122.18179027047383,0,0]
[2032,41,{"$f":"IF(LOADPROFILE=0.1,Results_10PoE!C2148,IF(LOADPROFILE=0.5,Results_50PoE!C2148,\"Invalid Load Profile %\"))","v":1163},82.994318181818187,55.32954545454546,27.66477272727273,0,0,25.00783734174874,0,0,0,5307.8153630384932,5307.8153630384932,2.3464679080274435E-2,3.2430446991805286E-3,7.1938187703281766E-5,false,1.6403506450223627E-2,0,0,0,120.51328213657011,0,0]
[2032,42,{"$f":"IF(LOADPROFILE=0.1,Results_10PoE!C2149,IF(LOADPROFILE=0.5,Results_50PoE!C2149,\"Invalid Load Profile %\"))","v":949},82.994318181818187,55.32954545454546,27.66477272727273,0,0,26.00783734174874,0,0,0,4127.1487400063625,4127.1487400063625,2.3464679080274435E-2,3.2430446991805286E-3,7.1938187703281766E-5,false,1.6403506450223627E-2,0,0,0,93.706394534276029,0,0]
[2032,43,{"$f":"IF(LOADPROFILE=0.1,Results_10PoE!C2150,IF(LOADPROFILE=0.5,Results_50PoE!C2150,\"Invalid Load Profile %\"))","v":789},82.994318181818187,55.32954545454546,27.66477272727273,0,0,27.00783734174874,0,0,0,3696.5347536169934,3696.5347536169934,2.3464679080274435E-2,3.2430446991805286E-3,7.1938187703281766E-5,false,1.6403506450223627E-2,0,0,0,83.929357978884667,0,0]
[2032,44,{"$f":"IF(LOADPROFILE=0.1,Results_10PoE!C2151,IF(LOADPROFILE=0.5,Results_50PoE!C2151,\"Invalid Load Profile %\"))","v":651},82.994318181818187,55.32954545454546,27.66477272727273,0,0,28.00783734174874,0,0,37.768070802447554,3083.3899478740104,3083.3899478740104,2.3464679080274435E-2,3.2430446991805286E-3,7.1938187703281766E-5,false,1.6403506450223627E-2,0,0,48.322274030788904,70.007982062225693,0,0]
[2032,45,{"$f":"IF(LOADPROFILE=0.1,Results_10PoE!C2152,IF(LOADPROFILE=0.5,Results_50PoE!C2152,\"Invalid Load Profile %\"))","v":540},82.994318181818187,55.32954545454546,27.66477272727273,0,0,29.00783734174874,0,0,123.88129978492212,2675.6185481421771,2675.6185481421771,2.3464679080274435E-2,3.2430446991805286E-3,7.1938187703281766E-5,false,1.6403506450223627E-2,0,0,158.4996529690201,60.749583572083985,0,0]
[2032,46,{"$f":"IF(LOADPROFILE=0.1,Results_10PoE!C2153,IF(LOADPROFILE=0.5,Results_50PoE!C2153,\"Invalid Load Profile %\"))","v":447},82.994318181818187,55.32954545454546,27.66477272727273,0,0,30.00783734174874,0,0,197.52819211935798,2529.7611610480321,2529.7611610480321,2.3464679080274435E-2,3.2430446991805286E-3,7.1938187703281766E-5,false,1.6403506450223627E-2,0,0,252.72700526126346,57.437909890858364,0,0]
[2032,47,{"$f":"IF(LOADPROFILE=0.1,Results_10PoE!C2154,IF(LOADPROFILE=0.5,Results_50PoE!C2154,\"Invalid Load Profile %\"))","v":362},82.994318181818187,55.32954545454546,27.66477272727273,0,0,31.00783734174874,0,0,238.72789300173545,2214.2664078589655,2214.2664078589655,2.3464679080274435E-2,3.2430446991805286E-3,7.1938187703281766E-5,false,1.6403506450223627E-2,0,0,305.4398707512255,50.27464108756751,0,0]
[2032,48,{"$f":"IF(LOADPROFILE=0.1,Results_10PoE!C2155,IF(LOADPROFILE=0.5,Results_50PoE!C2155,\"Invalid Load Profile %\"))","v":290},82.994318181818187,55.32954545454546,27.66477272727273,0,0,32.00783734174874,0,0,327.3676650825646,2412.6583196540846,2412.6583196540846,2.3464679080274435E-2,3.2430446991805286E-3,7.1938187703281766E-5,false,1.6403506450223627E-2,0,0,418.84982962683,54.779104563495949,0,0]
[2032,49,{"$f":"IF(LOADPROFILE=0.1,Results_10PoE!C2156,IF(LOADPROFILE=0.5,Results_50PoE!C2156,\"Invalid Load Profile %\"))","v":214},82.994318181818187,55.32954545454546,27.66477272727273,0,0,33.00783734174874,0,0,296.75930895658166,1833.2892649566493,1833.2892649566493,2.3464679080274435E-2,3.2430446991805286E-3,7.1938187703281766E-5,false,1.6403506450223627E-2,0,0,379.68803658507704,41.624602838330432,0,0]
[2032,50,{"$f":"IF(LOADPROFILE=0.1,Results_10PoE!C2157,IF(LOADPROFILE=0.5,Results_50PoE!C2157,\"Invalid Load Profile %\"))","v":158},82.994318181818187,55.32954545454546,27.66477272727273,0,0,34.00783734174874,0,0,257.93417631293431,1382.8936083844123,1382.8936083844123,2.3464679080274435E-2,3.2430446991805286E-3,7.1938187703281766E-5,false,1.6403506450223627E-2,0,0,330.01330713698263,31.398425942361012,0,0]
[2032,51,{"$f":"IF(LOADPROFILE=0.1,Results_10PoE!C2158,IF(LOADPROFILE=0.5,Results_50PoE!C2158,\"Invalid Load Profile %\"))","v":117},82.994318181818187,55.32954545454546,27.66477272727273,0,0,35.00783734174874,0,0,349.57831525774486,1666.6039918292315,1666.6039918292315,2.3464679080274435E-2,3.2430446991805286E-3,7.1938187703281766E-5,false,1.6403506450223627E-2,0,0,447.26719650217211,37.840034616854773,0,0]
[2032,52,{"$f":"IF(LOADPROFILE=0.1,Results_10PoE!C2159,IF(LOADPROFILE=0.5,Results_50PoE!C2159,\"Invalid Load Profile %\"))","v":69},82.994318181818187,55.32954545454546,27.66477272727273,0,0,36.00783734174874,0,0,264.78994127015011,1142.8070589844745,1142.8070589844745,2.3464679080274435E-2,3.2430446991805286E-3,7.1938187703281766E-5,false,1.6403506450223627E-2,0,0,338.78490033500731,25.947290948760358,0,0]
[2032,53,{"$f":"IF(LOADPROFILE=0.1,Results_10PoE!C2160,IF(LOADPROFILE=0.5,Results_50PoE!C2160,\"Invalid Load Profile %\"))","v":37},82.994318181818187,55.32954545454546,27.66477272727273,0,0,37.00783734174874,0,0,111.19787713817637,440.45429628104802,440.45429628104802,2.3464679080274435E-2,3.2430446991805286E-3,7.1938187703281766E-5,false,1.6403506450223627E-2,0,0,142.27187612571245,10.000459557356578,0,0]
[2032,54,{"$f":"IF(LOADPROFILE=0.1,Results_10PoE!C2161,IF(LOADPROFILE=0.5,Results_50PoE!C2161,\"Invalid Load Profile %\"))","v":25},82.994318181818187,55.32954545454546,27.66477272727273,0,0,38.00783734174874,0,0,123.09952630004645,452.35594544291808,452.35594544291808,2.3464679080274435E-2,3.2430446991805286E-3,7.1938187703281766E-5,false,1.6403506450223627E-2,0,0,157.49941462579716,10.270685008928023,0,0]
[2032,55,{"$f":"IF(LOADPROFILE=0.1,Results_10PoE!C2162,IF(LOADPROFILE=0.5,Results_50PoE!C2162,\"Invalid Load Profile %\"))","v":13},82.994318181818187,55.32954545454546,27.66477272727273,0,0,39.00783734174874,0,0,56.250489775798549,193.44066441866173,193.44066441866173,2.3464679080274435E-2,3.2430446991805286E-3,7.1938187703281766E-5,false,1.6403506450223627E-2,0,0,71.969563802450764,4.3920460252081108,0,0]
[2032,56,{"$f":"IF(LOADPROFILE=0.1,Results_10PoE!C2163,IF(LOADPROFILE=0.5,Results_50PoE!C2163,\"Invalid Load Profile %\"))","v":8},82.994318181818187,55.32954545454546,27.66477272727273,0,0,40.00783734174874,0,0,24.483804103964435,79.359873961109699,79.359873961109699,2.3464679080274435E-2,3.2430446991805286E-3,7.1938187703281766E-5,false,1.6403506450223627E-2,0,0,31.32574860432776,1.8018559853451512,0,0]
[2032,57,{"$f":"IF(LOADPROFILE=0.1,Results_10PoE!C2164,IF(LOADPROFILE=0.5,Results_50PoE!C2164,\"Invalid Load Profile %\"))","v":6},82.994318181818187,55.32954545454546,27.66477272727273,0,0,41.00783734174874,0,0,66.168530744023613,203.35870538688678,203.35870538688678,2.3464679080274435E-2,3.2430446991805286E-3,7.1938187703281766E-5,false,1.6403506450223627E-2,0,0,84.659179219188005,4.617233901517646,0,0]
[2032,58,{"$f":"IF(LOADPROFILE=0.1,Results_10PoE!C2165,IF(LOADPROFILE=0.5,Results_50PoE!C2165,\"Invalid Load Profile %\"))","v":1},82.994318181818187,55.32954545454546,27.66477272727273,0,0,42.00783734174874,0,0,14.225510245627229,41.663545174199868,41.663545174199868,2.3464679080274435E-2,3.2430446991805286E-3,7.1938187703281766E-5,false,1.6403506450223627E-2,0,0,18.200797385511326,0.94596556793448305,0,0]
[2032,59,{"$f":"IF(LOADPROFILE=0.1,Results_10PoE!C2166,IF(LOADPROFILE=0.5,Results_50PoE!C2166,\"Invalid Load Profile %\"))","v":0},82.994318181818187,55.32954545454546,27.66477272727273,0,0,43.00783734174874,0,0,0,0,0,2.3464679080274435E-2,3.2430446991805286E-3,7.1938187703281766E-5,false,1.6403506450223627E-2,0,0,0,0,0,0]
[2032,60,{"$f":"IF(LOADPROFILE=0.1,Results_10PoE!C2167,IF(LOADPROFILE=0.5,Results_50PoE!C2167,\"Invalid Load Profile %\"))","v":0},82.994318181818187,55.32954545454546,27.66477272727273,0,0,44.00783734174874,0,0,0,0,0,2.3464679080274435E-2,3.2430446991805286E-3,7.1938187703281766E-5,false,1.6403506450223627E-2,0,0,0,0,0,0]
[2032,61,{"$f":"IF(LOADPROFILE=0.1,Results_10PoE!C2168,IF(LOADPROFILE=0.5,Results_50PoE!C2168,\"Invalid Load Profile %\"))","v":0},82.994318181818187,55.32954545454546,27.66477272727273,0,0,45.00783734174874,0,0,0,0,0,2.3464679080274435E-2,3.2430446991805286E-3,7.1938187703281766E-5,false,1.6403506450223627E-2,0,0,0,0,0,0]
[2032,62,{"$f":"IF(LOADPROFILE=0.1,Results_10PoE!C2169,IF(LOADPROFILE=0.5,Results_50PoE!C2169,\"Invalid Load Profile %\"))","v":0},82.994318181818187,55.32954545454546,27.66477272727273,0,0,46.00783734174874,0,0,0,0,0,2.3464679080274435E-2,3.2430446991805286E-3,7.1938187703281766E-5,false,1.6403506450223627E-2,0,0,0,0,0,0]
[2032,63,{"$f":"IF(LOADPROFILE=0.1,Results_10PoE!C2170,IF(LOADPROFILE=0.5,Results_50PoE!C2170,\"Invalid Load Profile %\"))","v":0},82.994318181818187,55.32954545454546,27.66477272727273,0,0,47.00783734174874,0,0,0,0,0,2.3464679080274435E-2,3.2430446991805286E-3,7.1938187703281766E-5,false,1.6403506450223627E-2,0,0,0,0,0,0]
[2032,64,{"$f":"IF(LOADPROFILE=0.1,Results_10PoE!C2171,IF(LOADPROFILE=0.5,Results_50PoE!C2171,\"Invalid Load Profile %\"))","v":0},82.994318181818187,55.32954545454546,27.66477272727273,0,0,48.00783734174874,0,0,0,0,0,2.3464679080274435E-2,3.2430446991805286E-3,7.1938187703281766E-5,false,1.6403506450223627E-2,0,0,0,0,0,0]
[2032,65,{"$f":"IF(LOADPROFILE=0.1,Results_10PoE!C2172,IF(LOADPROFILE=0.5,Results_50PoE!C2172,\"Invalid Load Profile %\"))","v":0},82.994318181818187,55.32954545454546,27.66477272727273,0,0,49.00783734174874,0,0,0,0,0,2.3464679080274435E-2,3.2430446991805286E-3,7.1938187703281766E-5,false,1.6403506450223627E-2,0,0,0,0,0,0]
[2032,66,{"$f":"IF(LOADPROFILE=0.1,Results_10PoE!C2173,IF(LOADPROFILE=0.5,Results_50PoE!C2173,\"Invalid Load Profile %\"))","v":0},82.994318181818187,55.32954545454546,27.66477272727273,0,0,50.00783734174874,0,0,0,0,0,2.3464679080274435E-2,3.2430446991805286E-3,7.1938187703281766E-5,false,1.6403506450223627E-2,0,0,0,0,0,0]
[2032,67,{"$f":"IF(LOADPROFILE=0.1,Results_10PoE!C2174,IF(LOADPROFILE=0.5,Results_50PoE!C2174,\"Invalid Load Profile %\"))","v":0},82.994318181818187,55.32954545454546,27.66477272727273,0,0,51.00783734174874,0,0,0,0,0,2.3464679080274435E-2,3.2430446991805286E-3,7.1938187703281766E-5,false,1.6403506450223627E-2,0,0,0,0,0,0]
[2032,68,{"$f":"IF(LOADPROFILE=0.1,Results_10PoE!C2175,IF(LOADPROFILE=0.5,Results_50PoE!C2175,\"Invalid Load Profile %\"))","v":0},82.994318181818187,55.32954545454546,27.66477272727273,0,0,52.00783734174874,0,0,0,0,0,2.3464679080274435E-2,3.2430446991805286E-3,7.1938187703281766E-5,false,1.6403506450223627E-2,0,0,0,0,0,0]
[2032,69,{"$f":"IF(LOADPROFILE=0.1,Results_10PoE!C2176,IF(LOADPROFILE=0.5,Results_50PoE!C2176,\"Invalid Load Profile %\"))","v":0},82.994318181818187,55.32954545454546,27.66477272727273,0,0,53.00783734174874,0,0,0,0,0,2.3464679080274435E-2,3.2430446991805286E-3,7.1938187703281766E-5,false,1.6403506450223627E-2,0,0,0,0,0,0]
[2032,70,{"$f":"IF(LOADPROFILE=0.1,Results_10PoE!C2177,IF(LOADPROFILE=0.5,Results_50PoE!C2177,\"Invalid Load Profile %\"))","v":0},82.994318181818187,55.32954545454546,27.66477272727273,0,0,54.00783734174874,0,0,0,0,0,2.3464679080274435E-2,3.2430446991805286E-3,7.1938187703281766E-5,false,1.6403506450223627E-2,0,0,0,0,0,0]
[2032,71,{"$f":"IF(LOADPROFILE=0.1,Results_10PoE!C2178,IF(LOADPROFILE=0.5,Results_50PoE!C2178,\"Invalid Load Profile %\"))","v":0},82.994318181818187,55.32954545454546,27.66477272727273,0,0,55.00783734174874,0,0,0,0,0,2.3464679080274435E-2,3.2430446991805286E-3,7.1938187703281766E-5,false,1.6403506450223627E-2,0,0,0,0,0,0]
[2032,72,{"$f":"IF(LOADPROFILE=0.1,Results_10PoE!C2179,IF(LOADPROFILE=0.5,Results_50PoE!C2179,\"Invalid Load Profile %\"))","v":0},82.994318181818187,55.32954545454546,27.66477272727273,0,0,56.00783734174874,0,0,0,0,0,2.3464679080274435E-2,3.2430446991805286E-3,7.1938187703281766E-5,false,1.6403506450223627E-2,0,0,0,0,0,0]
[2032,73,{"$f":"IF(LOADPROFILE=0.1,Results_10PoE!C2180,IF(LOADPROFILE=0.5,Results_50PoE!C2180,\"Invalid Load Profile %\"))","v":0},82.994318181818187,55.32954545454546,27.66477272727273,0,0,57.00783734174874,0,0,0,0,0,2.3464679080274435E-2,3.2430446991805286E-3,7.1938187703281766E-5,false,1.6403506450223627E-2,0,0,0,0,0,0]
[2032,74,{"$f":"IF(LOADPROFILE=0.1,Results_10PoE!C2181,IF(LOADPROFILE=0.5,Results_50PoE!C2181,\"Invalid Load Profile %\"))","v":0},82.994318181818187,55.32954545454546,27.66477272727273,0,0,58.00783734174874,0,0,0,0,0,2.3464679080274435E-2,3.2430446991805286E-3,7.1938187703281766E-5,false,1.6403506450223627E-2,0,0,0,0,0,0]
[2032,75,{"$f":"IF(LOADPROFILE=0.1,Results_10PoE!C2182,IF(LOADPROFILE=0.5,Results_50PoE!C2182,\"Invalid Load Profile %\"))","v":0},82.994318181818187,55.32954545454546,27.66477272727273,0,0,59.00783734174874,0,0,0,0,0,2.3464679080274435E-2,3.2430446991805286E-3,7.1938187703281766E-5,false,1.6403506450223627E-2,0,0,0,0,0,0]
[2032,76,{"$f":"IF(LOADPROFILE=0.1,Results_10PoE!C2183,IF(LOADPROFILE=0.5,Results_50PoE!C2183,\"Invalid Load Profile %\"))","v":0},82.994318181818187,55.32954545454546,27.66477272727273,0,0,60.00783734174874,0,0,0,0,0,2.3464679080274435E-2,3.2430446991805286E-3,7.1938187703281766E-5,false,1.6403506450223627E-2,0,0,0,0,0,0]
[2032,77,{"$f":"IF(LOADPROFILE=0.1,Results_10PoE!C2184,IF(LOADPROFILE=0.5,Results_50PoE!C2184,\"Invalid Load Profile %\"))","v":0},82.994318181818187,55.32954545454546,27.66477272727273,0,0,61.00783734174874,0,0,0,0,0,2.3464679080274435E-2,3.2430446991805286E-3,7.1938187703281766E-5,false,1.6403506450223627E-2,0,0,0,0,0,0]
[2032,78,{"$f":"IF(LOADPROFILE=0.1,Results_10PoE!C2185,IF(LOADPROFILE=0.5,Results_50PoE!C2185,\"Invalid Load Profile %\"))","v":0},{"$f":"VLOOKUP($A2214,$Q$4:$AB$26,6,FALSE)","v":82.994318181818187},{"$f":"VLOOKUP($A2214,$Q$4:$AB$26,7,FALSE)","v":55.32954545454546},{"$f":"VLOOKUP($A2214,$Q$4:$AB$26,9,FALSE)","v":27.66477272727273},{"$f":"VLOOKUP($A2214,$Q$4:$AB$26,10,FALSE)","v":0},{"$f":"VLOOKUP($A2214,$Q$4:$AB$26,11,FALSE)","v":0},{"$f":"IF(B2214-VLOOKUP(A2214,$Q$4:$AB$26,12,FALSE)<0,0,B2214-VLOOKUP(A2214,$Q$4:$AB$26,12,FALSE))","v":62.00783734174874},{"$f":"IF(B2214=150,0,IF(IF($I2214>D2214,($I2214-D2214)*($C2214-$C2215),0)<0,0,IF($I2214>D2214,($I2214-D2214)*($C2214-$C2215),0)))*$Y$30","v":0},{"$f":"IF(C2214=150,0,IF(IF($I2214>E2214,($I2214-E2214)*($C2214-$C2215),0)<0,0,IF($I2214>E2214,($I2214-E2214)*($C2214-$C2215),0)))*$Y$30","v":0},{"$f":"IF(D2214=150,0,IF(IF($I2214>F2214,($I2214-F2214)*($C2214-$C2215),0)<0,0,IF($I2214>F2214,($I2214-F2214)*($C2214-$C2215),0)))*$Y$30","v":0},{"$f":"IF(E2214=150,0,IF(IF($I2214>G2214,($I2214-G2214)*($C2214-$C2215),0)<0,0,IF($I2214>G2214,($I2214-G2214)*($C2214-$C2215),0)))*$Y$30","v":0},{"$f":"IF(F2214=150,0,IF(IF($I2214>H2214,($I2214-H2214)*($C2214-$C2215),0)<0,0,IF($I2214>H2214,($I2214-H2214)*($C2214-$C2215),0)))*$Y$30","v":0},{"$f":"VLOOKUP($A2214, $Q$4:$BB$26,33,FALSE)","v":2.3464679080274435E-2},{"$f":"VLOOKUP($A2214, $Q$4:$BB$26,34,FALSE)","v":3.2430446991805286E-3},{"$f":"VLOOKUP($A2214, $Q$4:$BB$26,35,FALSE)","v":7.1938187703281766E-5},{"$f":"VLOOKUP($A2214, $Q$4:$BB$26,36,FALSE)","v":false},{"$f":"VLOOKUP($A2214, $Q$4:$BB$26,37,FALSE)","v":1.6403506450223627E-2},{"$f":"J2214*1000*($S$34/365)","v":0},{"$f":"O2214*K2214*1000*($T$34/365)","v":0},{"$f":"P2214*L2214*1000*($U$34/365)","v":0},{"$f":"Q2214*M2214*1000*($V$34/365)","v":0},{"$f":"R2214*N2214*1000*($W$34/365)","v":0},{"$f":"S2214*K2214*1000*($X$34/365)","v":0}]
[2032,79,{"$f":"IF(LOADPROFILE=0.1,Results_10PoE!C2186,IF(LOADPROFILE=0.5,Results_50PoE!C2186,\"Invalid Load Profile %\"))","v":0},82.994318181818187,55.32954545454546,27.66477272727273,0,0,63.00783734174874,0,0,0,0,0,2.3464679080274435E-2,3.2430446991805286E-3,7.1938187703281766E-5,false,1.6403506450223627E-2,0,0,0,0,0,0]
[2032,80,{"$f":"IF(LOADPROFILE=0.1,Results_10PoE!C2187,IF(LOADPROFILE=0.5,Results_50PoE!C2187,\"Invalid Load Profile %\"))","v":0},82.994318181818187,55.32954545454546,27.66477272727273,0,0,64.00783734174874,0,0,0,0,0,2.3464679080274435E-2,3.2430446991805286E-3,7.1938187703281766E-5,false,1.6403506450223627E-2,0,0,0,0,0,0]
[2032,81,{"$f":"IF(LOADPROFILE=0.1,Results_10PoE!C2188,IF(LOADPROFILE=0.5,Results_50PoE!C2188,\"Invalid Load Profile %\"))","v":0},82.994318181818187,55.32954545454546,27.66477272727273,0,0,65.00783734174874,0,0,0,0,0,2.3464679080274435E-2,3.2430446991805286E-3,7.1938187703281766E-5,false,1.6403506450223627E-2,0,0,0,0,0,0]
[2032,82,{"$f":"IF(LOADPROFILE=0.1,Results_10PoE!C2189,IF(LOADPROFILE=0.5,Results_50PoE!C2189,\"Invalid Load Profile %\"))","v":0},82.994318181818187,55.32954545454546,27.66477272727273,0,0,66.00783734174874,0,0,0,0,0,2.3464679080274435E-2,3.2430446991805286E-3,7.1938187703281766E-5,false,1.6403506450223627E-2,0,0,0,0,0,0]
[2032,83,{"$f":"IF(LOADPROFILE=0.1,Results_10PoE!C2190,IF(LOADPROFILE=0.5,Results_50PoE!C2190,\"Invalid Load Profile %\"))","v":0},82.994318181818187,55.32954545454546,27.66477272727273,0,0,67.00783734174874,0,0,0,0,0,2.3464679080274435E-2,3.2430446991805286E-3,7.1938187703281766E-5,false,1.6403506450223627E-2,0,0,0,0,0,0]
[2032,84,{"$f":"IF(LOADPROFILE=0.1,Results_10PoE!C2191,IF(LOADPROFILE=0.5,Results_50PoE!C2191,\"Invalid Load Profile %\"))","v":0},82.994318181818187,55.32954545454546,27.66477272727273,0,0,68.00783734174874,0,0,0,0,0,2.3464679080274435E-2,3.2430446991805286E-3,7.1938187703281766E-5,false,1.6403506450223627E-2,0,0,0,0,0,0]
[2032,85,{"$f":"IF(LOADPROFILE=0.1,Results_10PoE!C2192,IF(LOADPROFILE=0.5,Results_50PoE!C2192,\"Invalid Load Profile %\"))","v":0},82.994318181818187,55.32954545454546,27.66477272727273,0,0,69.00783734174874,0,0,0,0,0,2.3464679080274435E-2,3.2430446991805286E-3,7.1938187703281766E-5,false,1.6403506450223627E-2,0,0,0,0,0,0]
[2032,86,{"$f":"IF(LOADPROFILE=0.1,Results_10PoE!C2193,IF(LOADPROFILE=0.5,Results_50PoE!C2193,\"Invalid Load Profile %\"))","v":0},82.994318181818187,55.32954545454546,27.66477272727273,0,0,70.00783734174874,0,0,0,0,0,2.3464679080274435E-2,3.2430446991805286E-3,7.1938187703281766E-5,false,1.6403506450223627E-2,0,0,0,0,0,0]
[2032,87,{"$f":"IF(LOADPROFILE=0.1,Results_10PoE!C2194,IF(LOADPROFILE=0.5,Results_50PoE!C2194,\"Invalid Load Profile %\"))","v":0},82.994318181818187,55.32954545454546,27.66477272727273,0,0,71.00783734174874,0,0,0,0,0,2.3464679080274435E-2,3.2430446991805286E-3,7.1938187703281766E-5,false,1.6403506450223627E-2,0,0,0,0,0,0]
[2032,88,{"$f":"IF(LOADPROFILE=0.1,Results_10PoE!C2195,IF(LOADPROFILE=0.5,Results_50PoE!C2195,\"Invalid Load Profile %\"))","v":0},82.994318181818187,55.32954545454546,27.66477272727273,0,0,72.00783734174874,0,0,0,0,0,2.3464679080274435E-2,3.2430446991805286E-3,7.1938187703281766E-5,false,1.6403506450223627E-2,0,0,0,0,0,0]
[2032,89,{"$f":"IF(LOADPROFILE=0.1,Results_10PoE!C2196,IF(LOADPROFILE=0.5,Results_50PoE!C2196,\"Invalid Load Profile %\"))","v":0},82.994318181818187,55.32954545454546,27.66477272727273,0,0,73.00783734174874,0,0,0,0,0,2.3464679080274435E-2,3.2430446991805286E-3,7.1938187703281766E-5,false,1.6403506450223627E-2,0,0,0,0,0,0]
[2032,90,{"$f":"IF(LOADPROFILE=0.1,Results_10PoE!C2197,IF(LOADPROFILE=0.5,Results_50PoE!C2197,\"Invalid Load Profile %\"))","v":0},82.994318181818187,55.32954545454546,27.66477272727273,0,0,74.00783734174874,0,0,0,0,0,2.3464679080274435E-2,3.2430446991805286E-3,7.1938187703281766E-5,false,1.6403506450223627E-2,0,0,0,0,0,0]
[2032,91,{"$f":"IF(LOADPROFILE=0.1,Results_10PoE!C2198,IF(LOADPROFILE=0.5,Results_50PoE!C2198,\"Invalid Load Profile %\"))","v":0},82.994318181818187,55.32954545454546,27.66477272727273,0,0,75.00783734174874,0,0,0,0,0,2.3464679080274435E-2,3.2430446991805286E-3,7.1938187703281766E-5,false,1.6403506450223627E-2,0,0,0,0,0,0]
[2032,92,{"$f":"IF(LOADPROFILE=0.1,Results_10PoE!C2199,IF(LOADPROFILE=0.5,Results_50PoE!C2199,\"Invalid Load Profile %\"))","v":0},82.994318181818187,55.32954545454546,27.66477272727273,0,0,76.00783734174874,0,0,0,0,0,2.3464679080274435E-2,3.2430446991805286E-3,7.1938187703281766E-5,false,1.6403506450223627E-2,0,0,0,0,0,0]
[2032,93,{"$f":"IF(LOADPROFILE=0.1,Results_10PoE!C2200,IF(LOADPROFILE=0.5,Results_50PoE!C2200,\"Invalid Load Profile %\"))","v":0},82.994318181818187,55.32954545454546,27.66477272727273,0,0,77.00783734174874,0,0,0,0,0,2.3464679080274435E-2,3.2430446991805286E-3,7.1938187703281766E-5,false,1.6403506450223627E-2,0,0,0,0,0,0]
[2032,94,{"$f":"IF(LOADPROFILE=0.1,Results_10PoE!C2201,IF(LOADPROFILE=0.5,Results_50PoE!C2201,\"Invalid Load Profile %\"))","v":0},82.994318181818187,55.32954545454546,27.66477272727273,0,0,78.00783734174874,0,0,0,0,0,2.3464679080274435E-2,3.2430446991805286E-3,7.1938187703281766E-5,false,1.6403506450223627E-2,0,0,0,0,0,0]
[2032,95,{"$f":"IF(LOADPROFILE=0.1,Results_10PoE!C2202,IF(LOADPROFILE=0.5,Results_50PoE!C2202,\"Invalid Load Profile %\"))","v":0},82.994318181818187,55.32954545454546,27.66477272727273,0,0,79.00783734174874,0,0,0,0,0,2.3464679080274435E-2,3.2430446991805286E-3,7.1938187703281766E-5,false,1.6403506450223627E-2,0,0,0,0,0,0]
[2032,96,{"$f":"IF(LOADPROFILE=0.1,Results_10PoE!C2203,IF(LOADPROFILE=0.5,Results_50PoE!C2203,\"Invalid Load Profile %\"))","v":0},82.994318181818187,55.32954545454546,27.66477272727273,0,0,80.00783734174874,0,0,0,0,0,2.3464679080274435E-2,3.2430446991805286E-3,7.1938187703281766E-5,false,1.6403506450223627E-2,0,0,0,0,0,0]
[2032,97,{"$f":"IF(LOADPROFILE=0.1,Results_10PoE!C2204,IF(LOADPROFILE=0.5,Results_50PoE!C2204,\"Invalid Load Profile %\"))","v":0},82.994318181818187,55.32954545454546,27.66477272727273,0,0,81.00783734174874,0,0,0,0,0,2.3464679080274435E-2,3.2430446991805286E-3,7.1938187703281766E-5,false,1.6403506450223627E-2,0,0,0,0,0,0]
[2032,98,{"$f":"IF(LOADPROFILE=0.1,Results_10PoE!C2205,IF(LOADPROFILE=0.5,Results_50PoE!C2205,\"Invalid Load Profile %\"))","v":0},82.994318181818187,55.32954545454546,27.66477272727273,0,0,82.00783734174874,0,0,0,0,0,2.3464679080274435E-2,3.2430446991805286E-3,7.1938187703281766E-5,false,1.6403506450223627E-2,0,0,0,0,0,0]
[2032,99,{"$f":"IF(LOADPROFILE=0.1,Results_10PoE!C2206,IF(LOADPROFILE=0.5,Results_50PoE!C2206,\"Invalid Load Profile %\"))","v":0},82.994318181818187,55.32954545454546,27.66477272727273,0,0,83.00783734174874,0,0,0,0,0,2.3464679080274435E-2,3.2430446991805286E-3,7.1938187703281766E-5,false,1.6403506450223627E-2,0,0,0,0,0,0]
[2032,100,{"$f":"IF(LOADPROFILE=0.1,Results_10PoE!C2207,IF(LOADPROFILE=0.5,Results_50PoE!C2207,\"Invalid Load Profile %\"))","v":0},82.994318181818187,55.32954545454546,27.66477272727273,0,0,84.00783734174874,0,0,0,0,0,2.3464679080274435E-2,3.2430446991805286E-3,7.1938187703281766E-5,false,1.6403506450223627E-2,0,0,0,0,0,0]
[2032,101,{"$f":"IF(LOADPROFILE=0.1,Results_10PoE!C2208,IF(LOADPROFILE=0.5,Results_50PoE!C2208,\"Invalid Load Profile %\"))","v":0},82.994318181818187,55.32954545454546,27.66477272727273,0,0,85.00783734174874,0,0,0,0,0,2.3464679080274435E-2,3.2430446991805286E-3,7.1938187703281766E-5,false,1.6403506450223627E-2,0,0,0,0,0,0]
[2032,102,{"$f":"IF(LOADPROFILE=0.1,Results_10PoE!C2209,IF(LOADPROFILE=0.5,Results_50PoE!C2209,\"Invalid Load Profile %\"))","v":0},82.994318181818187,55.32954545454546,27.66477272727273,0,0,86.00783734174874,0,0,0,0,0,2.3464679080274435E-2,3.2430446991805286E-3,7.1938187703281766E-5,false,1.6403506450223627E-2,0,0,0,0,0,0]
[2032,103,{"$f":"IF(LOADPROFILE=0.1,Results_10PoE!C2210,IF(LOADPROFILE=0.5,Results_50PoE!C2210,\"Invalid Load Profile %\"))","v":0},82.994318181818187,55.32954545454546,27.66477272727273,0,0,87.00783734174874,0,0,0,0,0,2.3464679080274435E-2,3.2430446991805286E-3,7.1938187703281766E-5,false,1.6403506450223627E-2,0,0,0,0,0,0]
[2032,104,{"$f":"IF(LOADPROFILE=0.1,Results_10PoE!C2211,IF(LOADPROFILE=0.5,Results_50PoE!C2211,\"Invalid Load Profile %\"))","v":0},82.994318181818187,55.32954545454546,27.66477272727273,0,0,88.00783734174874,0,0,0,0,0,2.3464679080274435E-2,3.2430446991805286E-3,7.1938187703281766E-5,false,1.6403506450223627E-2,0,0,0,0,0,0]
[2032,105,{"$f":"IF(LOADPROFILE=0.1,Results_10PoE!C2212,IF(LOADPROFILE=0.5,Results_50PoE!C2212,\"Invalid Load Profile %\"))","v":0},82.994318181818187,55.32954545454546,27.66477272727273,0,0,89.00783734174874,0,0,0,0,0,2.3464679080274435E-2,3.2430446991805286E-3,7.1938187703281766E-5,false,1.6403506450223627E-2,0,0,0,0,0,0]
[2032,106,{"$f":"IF(LOADPROFILE=0.1,Results_10PoE!C2213,IF(LOADPROFILE=0.5,Results_50PoE!C2213,\"Invalid Load Profile %\"))","v":0},82.994318181818187,55.32954545454546,27.66477272727273,0,0,90.00783734174874,0,0,0,0,0,2.3464679080274435E-2,3.2430446991805286E-3,7.1938187703281766E-5,false,1.6403506450223627E-2,0,0,0,0,0,0]
[2032,107,{"$f":"IF(LOADPROFILE=0.1,Results_10PoE!C2214,IF(LOADPROFILE=0.5,Results_50PoE!C2214,\"Invalid Load Profile %\"))","v":0},82.994318181818187,55.32954545454546,27.66477272727273,0,0,91.00783734174874,0,0,0,0,0,2.3464679080274435E-2,3.2430446991805286E-3,7.1938187703281766E-5,false,1.6403506450223627E-2,0,0,0,0,0,0]
[2032,108,{"$f":"IF(LOADPROFILE=0.1,Results_10PoE!C2215,IF(LOADPROFILE=0.5,Results_50PoE!C2215,\"Invalid Load Profile %\"))","v":0},82.994318181818187,55.32954545454546,27.66477272727273,0,0,92.00783734174874,0,0,0,0,0,2.3464679080274435E-2,3.2430446991805286E-3,7.1938187703281766E-5,false,1.6403506450223627E-2,0,0,0,0,0,0]
[2032,109,{"$f":"IF(LOADPROFILE=0.1,Results_10PoE!C2216,IF(LOADPROFILE=0.5,Results_50PoE!C2216,\"Invalid Load Profile %\"))","v":0},82.994318181818187,55.32954545454546,27.66477272727273,0,0,93.00783734174874,0,0,0,0,0,2.3464679080274435E-2,3.2430446991805286E-3,7.1938187703281766E-5,false,1.6403506450223627E-2,0,0,0,0,0,0]
[2032,110,{"$f":"IF(LOADPROFILE=0.1,Results_10PoE!C2217,IF(LOADPROFILE=0.5,Results_50PoE!C2217,\"Invalid Load Profile %\"))","v":0},82.994318181818187,55.32954545454546,27.66477272727273,0,0,94.00783734174874,0,0,0,0,0,2.3464679080274435E-2,3.2430446991805286E-3,7.1938187703281766E-5,false,1.6403506450223627E-2,0,0,0,0,0,0]
[2032,111,{"$f":"IF(LOADPROFILE=0.1,Results_10PoE!C2218,IF(LOADPROFILE=0.5,Results_50PoE!C2218,\"Invalid Load Profile %\"))","v":0},82.994318181818187,55.32954545454546,27.66477272727273,0,0,95.00783734174874,0,0,0,0,0,2.3464679080274435E-2,3.2430446991805286E-3,7.1938187703281766E-5,false,1.6403506450223627E-2,0,0,0,0,0,0]
[2032,112,{"$f":"IF(LOADPROFILE=0.1,Results_10PoE!C2219,IF(LOADPROFILE=0.5,Results_50PoE!C2219,\"Invalid Load Profile %\"))","v":0},82.994318181818187,55.32954545454546,27.66477272727273,0,0,96.00783734174874,0,0,0,0,0,2.3464679080274435E-2,3.2430446991805286E-3,7.1938187703281766E-5,false,1.6403506450223627E-2,0,0,0,0,0,0]
[2032,113,{"$f":"IF(LOADPROFILE=0.1,Results_10PoE!C2220,IF(LOADPROFILE=0.5,Results_50PoE!C2220,\"Invalid Load Profile %\"))","v":0},82.994318181818187,55.32954545454546,27.66477272727273,0,0,97.00783734174874,0,0,0,0,0,2.3464679080274435E-2,3.2430446991805286E-3,7.1938187703281766E-5,false,1.6403506450223627E-2,0,0,0,0,0,0]
[2032,114,{"$f":"IF(LOADPROFILE=0.1,Results_10PoE!C2221,IF(LOADPROFILE=0.5,Results_50PoE!C2221,\"Invalid Load Profile %\"))","v":0},82.994318181818187,55.32954545454546,27.66477272727273,0,0,98.00783734174874,0,0,0,0,0,2.3464679080274435E-2,3.2430446991805286E-3,7.1938187703281766E-5,false,1.6403506450223627E-2,0,0,0,0,0,0]
[2032,115,{"$f":"IF(LOADPROFILE=0.1,Results_10PoE!C2222,IF(LOADPROFILE=0.5,Results_50PoE!C2222,\"Invalid Load Profile %\"))","v":0},82.994318181818187,55.32954545454546,27.66477272727273,0,0,99.00783734174874,0,0,0,0,0,2.3464679080274435E-2,3.2430446991805286E-3,7.1938187703281766E-5,false,1.6403506450223627E-2,0,0,0,0,0,0]
[2032,116,{"$f":"IF(LOADPROFILE=0.1,Results_10PoE!C2223,IF(LOADPROFILE=0.5,Results_50PoE!C2223,\"Invalid Load Profile %\"))","v":0},82.994318181818187,55.32954545454546,27.66477272727273,0,0,100.00783734174874,0,0,0,0,0,2.3464679080274435E-2,3.2430446991805286E-3,7.1938187703281766E-5,false,1.6403506450223627E-2,0,0,0,0,0,0]
[2032,117,{"$f":"IF(LOADPROFILE=0.1,Results_10PoE!C2224,IF(LOADPROFILE=0.5,Results_50PoE!C2224,\"Invalid Load Profile %\"))","v":0},82.994318181818187,55.32954545454546,27.66477272727273,0,0,101.00783734174874,0,0,0,0,0,2.3464679080274435E-2,3.2430446991805286E-3,7.1938187703281766E-5,false,1.6403506450223627E-2,0,0,0,0,0,0]
[2032,118,{"$f":"IF(LOADPROFILE=0.1,Results_10PoE!C2225,IF(LOADPROFILE=0.5,Results_50PoE!C2225,\"Invalid Load Profile %\"))","v":0},82.994318181818187,55.32954545454546,27.66477272727273,0,0,102.00783734174874,0,0,0,0,0,2.3464679080274435E-2,3.2430446991805286E-3,7.1938187703281766E-5,false,1.6403506450223627E-2,0,0,0,0,0,0]
[2032,119,{"$f":"IF(LOADPROFILE=0.1,Results_10PoE!C2226,IF(LOADPROFILE=0.5,Results_50PoE!C2226,\"Invalid Load Profile %\"))","v":0},82.994318181818187,55.32954545454546,27.66477272727273,0,0,103.00783734174874,0,0,0,0,0,2.3464679080274435E-2,3.2430446991805286E-3,7.1938187703281766E-5,false,1.6403506450223627E-2,0,0,0,0,0,0]
[2032,120,{"$f":"IF(LOADPROFILE=0.1,Results_10PoE!C2227,IF(LOADPROFILE=0.5,Results_50PoE!C2227,\"Invalid Load Profile %\"))","v":0},82.994318181818187,55.32954545454546,27.66477272727273,0,0,104.00783734174874,0,0,0,0,0,2.3464679080274435E-2,3.2430446991805286E-3,7.1938187703281766E-5,false,1.6403506450223627E-2,0,0,0,0,0,0]
[2032,121,{"$f":"IF(LOADPROFILE=0.1,Results_10PoE!C2228,IF(LOADPROFILE=0.5,Results_50PoE!C2228,\"Invalid Load Profile %\"))","v":0},82.994318181818187,55.32954545454546,27.66477272727273,0,0,105.00783734174874,0,0,0,0,0,2.3464679080274435E-2,3.2430446991805286E-3,7.1938187703281766E-5,false,1.6403506450223627E-2,0,0,0,0,0,0]
[2032,122,{"$f":"IF(LOADPROFILE=0.1,Results_10PoE!C2229,IF(LOADPROFILE=0.5,Results_50PoE!C2229,\"Invalid Load Profile %\"))","v":0},82.994318181818187,55.32954545454546,27.66477272727273,0,0,106.00783734174874,0,0,0,0,0,2.3464679080274435E-2,3.2430446991805286E-3,7.1938187703281766E-5,false,1.6403506450223627E-2,0,0,0,0,0,0]
[2032,123,{"$f":"IF(LOADPROFILE=0.1,Results_10PoE!C2230,IF(LOADPROFILE=0.5,Results_50PoE!C2230,\"Invalid Load Profile %\"))","v":0},82.994318181818187,55.32954545454546,27.66477272727273,0,0,107.00783734174874,0,0,0,0,0,2.3464679080274435E-2,3.2430446991805286E-3,7.1938187703281766E-5,false,1.6403506450223627E-2,0,0,0,0,0,0]
[2032,124,{"$f":"IF(LOADPROFILE=0.1,Results_10PoE!C2231,IF(LOADPROFILE=0.5,Results_50PoE!C2231,\"Invalid Load Profile %\"))","v":0},82.994318181818187,55.32954545454546,27.66477272727273,0,0,108.00783734174874,0,0,0,0,0,2.3464679080274435E-2,3.2430446991805286E-3,7.1938187703281766E-5,false,1.6403506450223627E-2,0,0,0,0,0,0]
[2032,125,{"$f":"IF(LOADPROFILE=0.1,Results_10PoE!C2232,IF(LOADPROFILE=0.5,Results_50PoE!C2232,\"Invalid Load Profile %\"))","v":0},82.994318181818187,55.32954545454546,27.66477272727273,0,0,109.00783734174874,0,0,0,0,0,2.3464679080274435E-2,3.2430446991805286E-3,7.1938187703281766E-5,false,1.6403506450223627E-2,0,0,0,0,0,0]
[2032,126,{"$f":"IF(LOADPROFILE=0.1,Results_10PoE!C2233,IF(LOADPROFILE=0.5,Results_50PoE!C2233,\"Invalid Load Profile %\"))","v":0},82.994318181818187,55.32954545454546,27.66477272727273,0,0,110.00783734174874,0,0,0,0,0,2.3464679080274435E-2,3.2430446991805286E-3,7.1938187703281766E-5,false,1.6403506450223627E-2,0,0,0,0,0,0]
[2032,127,{"$f":"IF(LOADPROFILE=0.1,Results_10PoE!C2234,IF(LOADPROFILE=0.5,Results_50PoE!C2234,\"Invalid Load Profile %\"))","v":0},82.994318181818187,55.32954545454546,27.66477272727273,0,0,111.00783734174874,0,0,0,0,0,2.3464679080274435E-2,3.2430446991805286E-3,7.1938187703281766E-5,false,1.6403506450223627E-2,0,0,0,0,0,0]
[2032,128,{"$f":"IF(LOADPROFILE=0.1,Results_10PoE!C2235,IF(LOADPROFILE=0.5,Results_50PoE!C2235,\"Invalid Load Profile %\"))","v":0},82.994318181818187,55.32954545454546,27.66477272727273,0,0,112.00783734174874,0,0,0,0,0,2.3464679080274435E-2,3.2430446991805286E-3,7.1938187703281766E-5,false,1.6403506450223627E-2,0,0,0,0,0,0]
[2032,129,{"$f":"IF(LOADPROFILE=0.1,Results_10PoE!C2236,IF(LOADPROFILE=0.5,Results_50PoE!C2236,\"Invalid Load Profile %\"))","v":0},82.994318181818187,55.32954545454546,27.66477272727273,0,0,113.00783734174874,0,0,0,0,0,2.3464679080274435E-2,3.2430446991805286E-3,7.1938187703281766E-5,false,1.6403506450223627E-2,0,0,0,0,0,0]
[2032,130,{"$f":"IF(LOADPROFILE=0.1,Results_10PoE!C2237,IF(LOADPROFILE=0.5,Results_50PoE!C2237,\"Invalid Load Profile %\"))","v":0},82.994318181818187,55.32954545454546,27.66477272727273,0,0,114.00783734174874,0,0,0,0,0,2.3464679080274435E-2,3.2430446991805286E-3,7.1938187703281766E-5,false,1.6403506450223627E-2,0,0,0,0,0,0]
[2032,131,{"$f":"IF(LOADPROFILE=0.1,Results_10PoE!C2238,IF(LOADPROFILE=0.5,Results_50PoE!C2238,\"Invalid Load Profile %\"))","v":0},82.994318181818187,55.32954545454546,27.66477272727273,0,0,115.00783734174874,0,0,0,0,0,2.3464679080274435E-2,3.2430446991805286E-3,7.1938187703281766E-5,false,1.6403506450223627E-2,0,0,0,0,0,0]
[2032,132,{"$f":"IF(LOADPROFILE=0.1,Results_10PoE!C2239,IF(LOADPROFILE=0.5,Results_50PoE!C2239,\"Invalid Load Profile %\"))","v":0},82.994318181818187,55.32954545454546,27.66477272727273,0,0,116.00783734174874,0,0,0,0,0,2.3464679080274435E-2,3.2430446991805286E-3,7.1938187703281766E-5,false,1.6403506450223627E-2,0,0,0,0,0,0]
[2032,133,{"$f":"IF(LOADPROFILE=0.1,Results_10PoE!C2240,IF(LOADPROFILE=0.5,Results_50PoE!C2240,\"Invalid Load Profile %\"))","v":0},82.994318181818187,55.32954545454546,27.66477272727273,0,0,117.00783734174874,0,0,0,0,0,2.3464679080274435E-2,3.2430446991805286E-3,7.1938187703281766E-5,false,1.6403506450223627E-2,0,0,0,0,0,0]
[2032,134,{"$f":"IF(LOADPROFILE=0.1,Results_10PoE!C2241,IF(LOADPROFILE=0.5,Results_50PoE!C2241,\"Invalid Load Profile %\"))","v":0},82.994318181818187,55.32954545454546,27.66477272727273,0,0,118.00783734174874,0,0,0,0,0,2.3464679080274435E-2,3.2430446991805286E-3,7.1938187703281766E-5,false,1.6403506450223627E-2,0,0,0,0,0,0]
[2032,135,{"$f":"IF(LOADPROFILE=0.1,Results_10PoE!C2242,IF(LOADPROFILE=0.5,Results_50PoE!C2242,\"Invalid Load Profile %\"))","v":0},82.994318181818187,55.32954545454546,27.66477272727273,0,0,119.00783734174874,0,0,0,0,0,2.3464679080274435E-2,3.2430446991805286E-3,7.1938187703281766E-5,false,1.6403506450223627E-2,0,0,0,0,0,0]
[2032,136,{"$f":"IF(LOADPROFILE=0.1,Results_10PoE!C2243,IF(LOADPROFILE=0.5,Results_50PoE!C2243,\"Invalid Load Profile %\"))","v":0},82.994318181818187,55.32954545454546,27.66477272727273,0,0,120.00783734174874,0,0,0,0,0,2.3464679080274435E-2,3.2430446991805286E-3,7.1938187703281766E-5,false,1.6403506450223627E-2,0,0,0,0,0,0]
[2032,137,{"$f":"IF(LOADPROFILE=0.1,Results_10PoE!C2244,IF(LOADPROFILE=0.5,Results_50PoE!C2244,\"Invalid Load Profile %\"))","v":0},82.994318181818187,55.32954545454546,27.66477272727273,0,0,121.00783734174874,0,0,0,0,0,2.3464679080274435E-2,3.2430446991805286E-3,7.1938187703281766E-5,false,1.6403506450223627E-2,0,0,0,0,0,0]
[2032,138,{"$f":"IF(LOADPROFILE=0.1,Results_10PoE!C2245,IF(LOADPROFILE=0.5,Results_50PoE!C2245,\"Invalid Load Profile %\"))","v":0},82.994318181818187,55.32954545454546,27.66477272727273,0,0,122.00783734174874,0,0,0,0,0,2.3464679080274435E-2,3.2430446991805286E-3,7.1938187703281766E-5,false,1.6403506450223627E-2,0,0,0,0,0,0]
[2032,139,{"$f":"IF(LOADPROFILE=0.1,Results_10PoE!C2246,IF(LOADPROFILE=0.5,Results_50PoE!C2246,\"Invalid Load Profile %\"))","v":0},82.994318181818187,55.32954545454546,27.66477272727273,0,0,123.00783734174874,0,0,0,0,0,2.3464679080274435E-2,3.2430446991805286E-3,7.1938187703281766E-5,false,1.6403506450223627E-2,0,0,0,0,0,0]
[2032,140,{"$f":"IF(LOADPROFILE=0.1,Results_10PoE!C2247,IF(LOADPROFILE=0.5,Results_50PoE!C2247,\"Invalid Load Profile %\"))","v":0},82.994318181818187,55.32954545454546,27.66477272727273,0,0,124.00783734174874,0,0,0,0,0,2.3464679080274435E-2,3.2430446991805286E-3,7.1938187703281766E-5,false,1.6403506450223627E-2,0,0,0,0,0,0]
[2032,141,{"$f":"IF(LOADPROFILE=0.1,Results_10PoE!C2248,IF(LOADPROFILE=0.5,Results_50PoE!C2248,\"Invalid Load Profile %\"))","v":0},82.994318181818187,55.32954545454546,27.66477272727273,0,0,125.00783734174874,0,0,0,0,0,2.3464679080274435E-2,3.2430446991805286E-3,7.1938187703281766E-5,false,1.6403506450223627E-2,0,0,0,0,0,0]
[2032,142,{"$f":"IF(LOADPROFILE=0.1,Results_10PoE!C2249,IF(LOADPROFILE=0.5,Results_50PoE!C2249,\"Invalid Load Profile %\"))","v":0},{"$f":"VLOOKUP($A2278,$Q$4:$AB$26,6,FALSE)","v":82.994318181818187},{"$f":"VLOOKUP($A2278,$Q$4:$AB$26,7,FALSE)","v":55.32954545454546},{"$f":"VLOOKUP($A2278,$Q$4:$AB$26,9,FALSE)","v":27.66477272727273},{"$f":"VLOOKUP($A2278,$Q$4:$AB$26,10,FALSE)","v":0},{"$f":"VLOOKUP($A2278,$Q$4:$AB$26,11,FALSE)","v":0},{"$f":"IF(B2278-VLOOKUP(A2278,$Q$4:$AB$26,12,FALSE)<0,0,B2278-VLOOKUP(A2278,$Q$4:$AB$26,12,FALSE))","v":126.00783734174874},{"$f":"IF(B2278=150,0,IF(IF($I2278>D2278,($I2278-D2278)*($C2278-$C2279),0)<0,0,IF($I2278>D2278,($I2278-D2278)*($C2278-$C2279),0)))*$Y$30","v":0},{"$f":"IF(C2278=150,0,IF(IF($I2278>E2278,($I2278-E2278)*($C2278-$C2279),0)<0,0,IF($I2278>E2278,($I2278-E2278)*($C2278-$C2279),0)))*$Y$30","v":0},{"$f":"IF(D2278=150,0,IF(IF($I2278>F2278,($I2278-F2278)*($C2278-$C2279),0)<0,0,IF($I2278>F2278,($I2278-F2278)*($C2278-$C2279),0)))*$Y$30","v":0},{"$f":"IF(E2278=150,0,IF(IF($I2278>G2278,($I2278-G2278)*($C2278-$C2279),0)<0,0,IF($I2278>G2278,($I2278-G2278)*($C2278-$C2279),0)))*$Y$30","v":0},{"$f":"IF(F2278=150,0,IF(IF($I2278>H2278,($I2278-H2278)*($C2278-$C2279),0)<0,0,IF($I2278>H2278,($I2278-H2278)*($C2278-$C2279),0)))*$Y$30","v":0},{"$f":"VLOOKUP($A2278, $Q$4:$BB$26,33,FALSE)","v":2.3464679080274435E-2},{"$f":"VLOOKUP($A2278, $Q$4:$BB$26,34,FALSE)","v":3.2430446991805286E-3},{"$f":"VLOOKUP($A2278, $Q$4:$BB$26,35,FALSE)","v":7.1938187703281766E-5},{"$f":"VLOOKUP($A2278, $Q$4:$BB$26,36,FALSE)","v":false},{"$f":"VLOOKUP($A2278, $Q$4:$BB$26,37,FALSE)","v":1.6403506450223627E-2},{"$f":"J2278*1000*($S$34/365)","v":0},{"$f":"O2278*K2278*1000*($T$34/365)","v":0},{"$f":"P2278*L2278*1000*($U$34/365)","v":0},{"$f":"Q2278*M2278*1000*($V$34/365)","v":0},{"$f":"R2278*N2278*1000*($W$34/365)","v":0},{"$f":"S2278*K2278*1000*($X$34/365)","v":0}]
[2032,143,{"$f":"IF(LOADPROFILE=0.1,Results_10PoE!C2250,IF(LOADPROFILE=0.5,Results_50PoE!C2250,\"Invalid Load Profile %\"))","v":0},82.994318181818187,55.32954545454546,27.66477272727273,0,0,127.00783734174874,0,0,0,0,0,2.3464679080274435E-2,3.2430446991805286E-3,7.1938187703281766E-5,false,1.6403506450223627E-2,0,0,0,0,0,0]
[2032,144,{"$f":"IF(LOADPROFILE=0.1,Results_10PoE!C2251,IF(LOADPROFILE=0.5,Results_50PoE!C2251,\"Invalid Load Profile %\"))","v":0},82.994318181818187,55.32954545454546,27.66477272727273,0,0,128.00783734174874,0,0,0,0,0,2.3464679080274435E-2,3.2430446991805286E-3,7.1938187703281766E-5,false,1.6403506450223627E-2,0,0,0,0,0,0]
[2032,145,{"$f":"IF(LOADPROFILE=0.1,Results_10PoE!C2252,IF(LOADPROFILE=0.5,Results_50PoE!C2252,\"Invalid Load Profile %\"))","v":0},82.994318181818187,55.32954545454546,27.66477272727273,0,0,129.00783734174874,0,0,0,0,0,2.3464679080274435E-2,3.2430446991805286E-3,7.1938187703281766E-5,false,1.6403506450223627E-2,0,0,0,0,0,0]
[2032,146,{"$f":"IF(LOADPROFILE=0.1,Results_10PoE!C2253,IF(LOADPROFILE=0.5,Results_50PoE!C2253,\"Invalid Load Profile %\"))","v":0},82.994318181818187,55.32954545454546,27.66477272727273,0,0,130.00783734174874,0,0,0,0,0,2.3464679080274435E-2,3.2430446991805286E-3,7.1938187703281766E-5,false,1.6403506450223627E-2,0,0,0,0,0,0]
[2032,147,{"$f":"IF(LOADPROFILE=0.1,Results_10PoE!C2254,IF(LOADPROFILE=0.5,Results_50PoE!C2254,\"Invalid Load Profile %\"))","v":0},82.994318181818187,55.32954545454546,27.66477272727273,0,0,131.00783734174874,0,0,0,0,0,2.3464679080274435E-2,3.2430446991805286E-3,7.1938187703281766E-5,false,1.6403506450223627E-2,0,0,0,0,0,0]
[2032,148,{"$f":"IF(LOADPROFILE=0.1,Results_10PoE!C2255,IF(LOADPROFILE=0.5,Results_50PoE!C2255,\"Invalid Load Profile %\"))","v":0},82.994318181818187,55.32954545454546,27.66477272727273,0,0,132.00783734174874,0,0,0,0,0,2.3464679080274435E-2,3.2430446991805286E-3,7.1938187703281766E-5,false,1.6403506450223627E-2,0,0,0,0,0,0]
[2032,149,{"$f":"IF(LOADPROFILE=0.1,Results_10PoE!C2256,IF(LOADPROFILE=0.5,Results_50PoE!C2256,\"Invalid Load Profile %\"))","v":0},82.994318181818187,55.32954545454546,27.66477272727273,0,0,133.00783734174874,0,0,0,0,0,2.3464679080274435E-2,3.2430446991805286E-3,7.1938187703281766E-5,false,1.6403506450223627E-2,0,0,0,0,0,0]
[2032,150,{"$f":"IF(LOADPROFILE=0.1,Results_10PoE!C2257,IF(LOADPROFILE=0.5,Results_50PoE!C2257,\"Invalid Load Profile %\"))","v":0},82.994318181818187,55.32954545454546,27.66477272727273,0,0,134.00783734174874,0,0,0,0,0,2.3464679080274435E-2,3.2430446991805286E-3,7.1938187703281766E-5,false,1.6403506450223627E-2,0,0,0,0,0,0]
[2033,1,{"$f":"IF(LOADPROFILE=0.1,Results_10PoE!C2258,IF(LOADPROFILE=0.5,Results_50PoE!C2258,\"Invalid Load Profile %\"))","v":8736},82.994318181818187,55.32954545454546,27.66477272727273,0,0,0,0,0,0,0,0,2.4687039263429675E-2,3.4195596021032843E-3,7.6856806633955767E-5,false,1.7027112051014266E-2,0,0,0,0,0,0]
[2033,2,{"$f":"IF(LOADPROFILE=0.1,Results_10PoE!C2259,IF(LOADPROFILE=0.5,Results_50PoE!C2259,\"Invalid Load Profile %\"))","v":8707},82.994318181818187,55.32954545454546,27.66477272727273,0,0,0,0,0,0,0,0,2.4687039263429675E-2,3.4195596021032843E-3,7.6856806633955767E-5,false,1.7027112051014266E-2,0,0,0,0,0,0]
[2033,3,{"$f":"IF(LOADPROFILE=0.1,Results_10PoE!C2260,IF(LOADPROFILE=0.5,Results_50PoE!C2260,\"Invalid Load Profile %\"))","v":8660},82.994318181818187,55.32954545454546,27.66477272727273,0,0,0,0,0,0,0,0,2.4687039263429675E-2,3.4195596021032843E-3,7.6856806633955767E-5,false,1.7027112051014266E-2,0,0,0,0,0,0]
[2033,4,{"$f":"IF(LOADPROFILE=0.1,Results_10PoE!C2261,IF(LOADPROFILE=0.5,Results_50PoE!C2261,\"Invalid Load Profile %\"))","v":8558},82.994318181818187,55.32954545454546,27.66477272727273,0,0,0,0,0,0,0,0,2.4687039263429675E-2,3.4195596021032843E-3,7.6856806633955767E-5,false,1.7027112051014266E-2,0,0,0,0,0,0]
[2033,5,{"$f":"IF(LOADPROFILE=0.1,Results_10PoE!C2262,IF(LOADPROFILE=0.5,Results_50PoE!C2262,\"Invalid Load Profile %\"))","v":8437},82.994318181818187,55.32954545454546,27.66477272727273,0,0,0,0,0,0,0,0,2.4687039263429675E-2,3.4195596021032843E-3,7.6856806633955767E-5,false,1.7027112051014266E-2,0,0,0,0,0,0]
[2033,6,{"$f":"IF(LOADPROFILE=0.1,Results_10PoE!C2263,IF(LOADPROFILE=0.5,Results_50PoE!C2263,\"Invalid Load Profile %\"))","v":8272},82.994318181818187,55.32954545454546,27.66477272727273,0,0,0,0,0,0,0,0,2.4687039263429675E-2,3.4195596021032843E-3,7.6856806633955767E-5,false,1.7027112051014266E-2,0,0,0,0,0,0]
[2033,7,{"$f":"IF(LOADPROFILE=0.1,Results_10PoE!C2264,IF(LOADPROFILE=0.5,Results_50PoE!C2264,\"Invalid Load Profile %\"))","v":8098},82.994318181818187,55.32954545454546,27.66477272727273,0,0,0,0,0,0,0,0,2.4687039263429675E-2,3.4195596021032843E-3,7.6856806633955767E-5,false,1.7027112051014266E-2,0,0,0,0,0,0]
[2033,8,{"$f":"IF(LOADPROFILE=0.1,Results_10PoE!C2265,IF(LOADPROFILE=0.5,Results_50PoE!C2265,\"Invalid Load Profile %\"))","v":7890},82.994318181818187,55.32954545454546,27.66477272727273,0,0,0,0,0,0,0,0,2.4687039263429675E-2,3.4195596021032843E-3,7.6856806633955767E-5,false,1.7027112051014266E-2,0,0,0,0,0,0]
[2033,9,{"$f":"IF(LOADPROFILE=0.1,Results_10PoE!C2266,IF(LOADPROFILE=0.5,Results_50PoE!C2266,\"Invalid Load Profile %\"))","v":7607},82.994318181818187,55.32954545454546,27.66477272727273,0,0,0,0,0,0,0,0,2.4687039263429675E-2,3.4195596021032843E-3,7.6856806633955767E-5,false,1.7027112051014266E-2,0,0,0,0,0,0]
[2033,10,{"$f":"IF(LOADPROFILE=0.1,Results_10PoE!C2267,IF(LOADPROFILE=0.5,Results_50PoE!C2267,\"Invalid Load Profile %\"))","v":7274},82.994318181818187,55.32954545454546,27.66477272727273,0,0,0,0,0,0,0,0,2.4687039263429675E-2,3.4195596021032843E-3,7.6856806633955767E-5,false,1.7027112051014266E-2,0,0,0,0,0,0]
[2033,11,{"$f":"IF(LOADPROFILE=0.1,Results_10PoE!C2268,IF(LOADPROFILE=0.5,Results_50PoE!C2268,\"Invalid Load Profile %\"))","v":6939},82.994318181818187,55.32954545454546,27.66477272727273,0,0,0,0,0,0,0,0,2.4687039263429675E-2,3.4195596021032843E-3,7.6856806633955767E-5,false,1.7027112051014266E-2,0,0,0,0,0,0]
[2033,12,{"$f":"IF(LOADPROFILE=0.1,Results_10PoE!C2269,IF(LOADPROFILE=0.5,Results_50PoE!C2269,\"Invalid Load Profile %\"))","v":6648},82.994318181818187,55.32954545454546,27.66477272727273,0,0,0,0,0,0,0,0,2.4687039263429675E-2,3.4195596021032843E-3,7.6856806633955767E-5,false,1.7027112051014266E-2,0,0,0,0,0,0]
[2033,13,{"$f":"IF(LOADPROFILE=0.1,Results_10PoE!C2270,IF(LOADPROFILE=0.5,Results_50PoE!C2270,\"Invalid Load Profile %\"))","v":6315},82.994318181818187,55.32954545454546,27.66477272727273,0,0,0,0,0,0,0,0,2.4687039263429675E-2,3.4195596021032843E-3,7.6856806633955767E-5,false,1.7027112051014266E-2,0,0,0,0,0,0]
[2033,14,{"$f":"IF(LOADPROFILE=0.1,Results_10PoE!C2271,IF(LOADPROFILE=0.5,Results_50PoE!C2271,\"Invalid Load Profile %\"))","v":6013},82.994318181818187,55.32954545454546,27.66477272727273,0,0,0,0,0,0,0,0,2.4687039263429675E-2,3.4195596021032843E-3,7.6856806633955767E-5,false,1.7027112051014266E-2,0,0,0,0,0,0]
[2033,15,{"$f":"IF(LOADPROFILE=0.1,Results_10PoE!C2272,IF(LOADPROFILE=0.5,Results_50PoE!C2272,\"Invalid Load Profile %\"))","v":5649},82.994318181818187,55.32954545454546,27.66477272727273,0,0,0,0,0,0,0,0,2.4687039263429675E-2,3.4195596021032843E-3,7.6856806633955767E-5,false,1.7027112051014266E-2,0,0,0,0,0,0]
[2033,16,{"$f":"IF(LOADPROFILE=0.1,Results_10PoE!C2273,IF(LOADPROFILE=0.5,Results_50PoE!C2273,\"Invalid Load Profile %\"))","v":5309},82.994318181818187,55.32954545454546,27.66477272727273,0,0,0.1840970027261335,0,0,0,59.523740654386607,59.523740654386607,2.4687039263429675E-2,3.4195596021032843E-3,7.6856806633955767E-5,false,1.7027112051014266E-2,0,0,0,1.4438835421084162,0,0]
[2033,17,{"$f":"IF(LOADPROFILE=0.1,Results_10PoE!C2274,IF(LOADPROFILE=0.5,Results_50PoE!C2274,\"Invalid Load Profile %\"))","v":4983},82.994318181818187,55.32954545454546,27.66477272727273,0,0,1.1840970027261335,0,0,0,287.72610329306229,287.72610329306229,2.4687039263429675E-2,3.4195596021032843E-3,7.6856806633955767E-5,false,1.7027112051014266E-2,0,0,0,6.9794502262892095,0,0]
[2033,18,{"$f":"IF(LOADPROFILE=0.1,Results_10PoE!C2275,IF(LOADPROFILE=0.5,Results_50PoE!C2275,\"Invalid Load Profile %\"))","v":4738},82.994318181818187,55.32954545454546,27.66477272727273,0,0,2.1840970027261335,0,0,0,526.38571430425327,526.38571430425327,2.4687039263429675E-2,3.4195596021032843E-3,7.6856806633955767E-5,false,1.7027112051014266E-2,0,0,0,12.768681224150903,0,0]
[2033,19,{"$f":"IF(LOADPROFILE=0.1,Results_10PoE!C2276,IF(LOADPROFILE=0.5,Results_50PoE!C2276,\"Invalid Load Profile %\"))","v":4495},82.994318181818187,55.32954545454546,27.66477272727273,0,0,3.1840970027261335,0,0,0,473.70006779760638,473.70006779760638,2.4687039263429675E-2,3.4195596021032843E-3,7.6856806633955767E-5,false,1.7027112051014266E-2,0,0,0,11.490671188827577,0,0]
[2033,20,{"$f":"IF(LOADPROFILE=0.1,Results_10PoE!C2277,IF(LOADPROFILE=0.5,Results_50PoE!C2277,\"Invalid Load Profile %\"))","v":4345},82.994318181818187,55.32954545454546,27.66477272727273,0,0,4.1840970027261335,0,0,0,663.96872780904778,663.96872780904778,2.4687039263429675E-2,3.4195596021032843E-3,7.6856806633955767E-5,false,1.7027112051014266E-2,0,0,0,16.106069746601115,0,0]
[2033,21,{"$f":"IF(LOADPROFILE=0.1,Results_10PoE!C2278,IF(LOADPROFILE=0.5,Results_50PoE!C2278,\"Invalid Load Profile %\"))","v":4185},82.994318181818187,55.32954545454546,27.66477272727273,0,0,5.1840970027261335,0,0,0,848.36542652879416,848.36542652879416,2.4687039263429675E-2,3.4195596021032843E-3,7.6856806633955767E-5,false,1.7027112051014266E-2,0,0,0,20.579030544654461,0,0]
[2033,22,{"$f":"IF(LOADPROFILE=0.1,Results_10PoE!C2279,IF(LOADPROFILE=0.5,Results_50PoE!C2279,\"Invalid Load Profile %\"))","v":4020},82.994318181818187,55.32954545454546,27.66477272727273,0,0,6.1840970027261335,0,0,0,760.54318006399365,760.54318006399365,2.4687039263429675E-2,3.4195596021032843E-3,7.6856806633955767E-5,false,1.7027112051014266E-2,0,0,0,18.448702461985999,0,0]
[2033,23,{"$f":"IF(LOADPROFILE=0.1,Results_10PoE!C2280,IF(LOADPROFILE=0.5,Results_50PoE!C2280,\"Invalid Load Profile %\"))","v":3896},82.994318181818187,55.32954545454546,27.66477272727273,0,0,7.1840970027261335,0,0,0,783.7738523201474,783.7738523201474,2.4687039263429675E-2,3.4195596021032843E-3,7.6856806633955767E-5,false,1.7027112051014266E-2,0,0,0,19.012215187732394,0,0]
[2033,24,{"$f":"IF(LOADPROFILE=0.1,Results_10PoE!C2281,IF(LOADPROFILE=0.5,Results_50PoE!C2281,\"Invalid Load Profile %\"))","v":3786},82.994318181818187,55.32954545454546,27.66477272727273,0,0,8.1840970027261335,0,0,0,941.57442858720265,941.57442858720265,2.4687039263429675E-2,3.4195596021032843E-3,7.6856806633955767E-5,false,1.7027112051014266E-2,0,0,0,22.840026620655735,0,0]
[2033,25,{"$f":"IF(LOADPROFILE=0.1,Results_10PoE!C2282,IF(LOADPROFILE=0.5,Results_50PoE!C2282,\"Invalid Load Profile %\"))","v":3670},82.994318181818187,55.32954545454546,27.66477272727273,0,0,9.1840970027261335,0,0,0,1102.1678289832087,1102.1678289832087,2.4687039263429675E-2,3.4195596021032843E-3,7.6856806633955767E-5,false,1.7027112051014266E-2,0,0,0,26.735584346931329,0,0]
[2033,26,{"$f":"IF(LOADPROFILE=0.1,Results_10PoE!C2283,IF(LOADPROFILE=0.5,Results_50PoE!C2283,\"Invalid Load Profile %\"))","v":3549},82.994318181818187,55.32954545454546,27.66477272727273,0,0,10.184097002726133,0,0,0,1363.5849325151144,1363.5849325151144,2.4687039263429675E-2,3.4195596021032843E-3,7.6856806633955767E-5,false,1.7027112051014266E-2,0,0,0,33.076850021193927,0,0]
[2033,27,{"$f":"IF(LOADPROFILE=0.1,Results_10PoE!C2284,IF(LOADPROFILE=0.5,Results_50PoE!C2284,\"Invalid Load Profile %\"))","v":3414},82.994318181818187,55.32954545454546,27.66477272727273,0,0,11.184097002726133,0,0,0,1264.5373878283067,1264.5373878283067,2.4687039263429675E-2,3.4195596021032843E-3,7.6856806633955767E-5,false,1.7027112051014266E-2,0,0,0,30.674226831063645,0,0]
[2033,28,{"$f":"IF(LOADPROFILE=0.1,Results_10PoE!C2285,IF(LOADPROFILE=0.5,Results_50PoE!C2285,\"Invalid Load Profile %\"))","v":3300},82.994318181818187,55.32954545454546,27.66477272727273,0,0,12.184097002726133,0,0,0,1486.3611907765517,1486.3611907765517,2.4687039263429675E-2,3.4195596021032843E-3,7.6856806633955767E-5,false,1.7027112051014266E-2,0,0,0,36.055067060587554,0,0]
[2033,29,{"$f":"IF(LOADPROFILE=0.1,Results_10PoE!C2286,IF(LOADPROFILE=0.5,Results_50PoE!C2286,\"Invalid Load Profile %\"))","v":3177},82.994318181818187,55.32954545454546,27.66477272727273,0,0,13.184097002726133,0,0,0,1490.6687219038381,1490.6687219038381,2.4687039263429675E-2,3.4195596021032843E-3,7.6856806633955767E-5,false,1.7027112051014266E-2,0,0,0,36.159556012952315,0,0]
[2033,30,{"$f":"IF(LOADPROFILE=0.1,Results_10PoE!C2287,IF(LOADPROFILE=0.5,Results_50PoE!C2287,\"Invalid Load Profile %\"))","v":3063},82.994318181818187,55.32954545454546,27.66477272727273,0,0,14.184097002726133,0,0,0,1688.1414620437936,1688.1414620437936,2.4687039263429675E-2,3.4195596021032843E-3,7.6856806633955767E-5,false,1.7027112051014266E-2,0,0,0,40.94970589883858,0,0]
[2033,31,{"$f":"IF(LOADPROFILE=0.1,Results_10PoE!C2288,IF(LOADPROFILE=0.5,Results_50PoE!C2288,\"Invalid Load Profile %\"))","v":2943},82.994318181818187,55.32954545454546,27.66477272727273,0,0,15.184097002726133,0,0,0,1912.5755009594732,1912.5755009594732,2.4687039263429675E-2,3.4195596021032843E-3,7.6856806633955767E-5,false,1.7027112051014266E-2,0,0,0,46.393863331094785,0,0]
[2033,32,{"$f":"IF(LOADPROFILE=0.1,Results_10PoE!C2289,IF(LOADPROFILE=0.5,Results_50PoE!C2289,\"Invalid Load Profile %\"))","v":2816},82.994318181818187,55.32954545454546,27.66477272727273,0,0,16.184097002726133,0,0,0,2166.9462509413443,2166.9462509413443,2.4687039263429675E-2,3.4195596021032843E-3,7.6856806633955767E-5,false,1.7027112051014266E-2,0,0,0,52.564203693693145,0,0]
[2033,33,{"$f":"IF(LOADPROFILE=0.1,Results_10PoE!C2290,IF(LOADPROFILE=0.5,Results_50PoE!C2290,\"Invalid Load Profile %\"))","v":2681},82.994318181818187,55.32954545454546,27.66477272727273,0,0,17.184097002726133,0,0,0,1994.0611634773984,1994.0611634773984,2.4687039263429675E-2,3.4195596021032843E-3,7.6856806633955767E-5,false,1.7027112051014266E-2,0,0,0,48.37048317611729,0,0]
[2033,34,{"$f":"IF(LOADPROFILE=0.1,Results_10PoE!C2291,IF(LOADPROFILE=0.5,Results_50PoE!C2291,\"Invalid Load Profile %\"))","v":2564},82.994318181818187,55.32954545454546,27.66477272727273,0,0,18.184097002726133,0,0,0,2254.3827380402045,2254.3827380402045,2.4687039263429675E-2,3.4195596021032843E-3,7.6856806633955767E-5,false,1.7027112051014266E-2,0,0,0,54.685174306660073,0,0]
[2033,35,{"$f":"IF(LOADPROFILE=0.1,Results_10PoE!C2292,IF(LOADPROFILE=0.5,Results_50PoE!C2292,\"Invalid Load Profile %\"))","v":2439},82.994318181818187,55.32954545454546,27.66477272727273,0,0,19.184097002726133,0,0,0,2587.6537761556037,2587.6537761556037,2.4687039263429675E-2,3.4195596021032843E-3,7.6856806633955767E-5,false,1.7027112051014266E-2,0,0,0,62.769420385720125,0,0]
[2033,36,{"$f":"IF(LOADPROFILE=0.1,Results_10PoE!C2293,IF(LOADPROFILE=0.5,Results_50PoE!C2293,\"Invalid Load Profile %\"))","v":2303},82.994318181818187,55.32954545454546,27.66477272727273,0,0,20.184097002726133,0,0,0,3142.9312053807639,3142.9312053807639,2.4687039263429675E-2,3.4195596021032843E-3,7.6856806633955767E-5,false,1.7027112051014266E-2,0,0,0,76.23893578492401,0,0]
[2033,37,{"$f":"IF(LOADPROFILE=0.1,Results_10PoE!C2294,IF(LOADPROFILE=0.5,Results_50PoE!C2294,\"Invalid Load Profile %\"))","v":2146},82.994318181818187,55.32954545454546,27.66477272727273,0,0,21.184097002726133,0,0,0,3130.5606550235843,3130.5606550235843,2.4687039263429675E-2,3.4195596021032843E-3,7.6856806633955767E-5,false,1.7027112051014266E-2,0,0,0,75.938859985399503,0,0]
[2033,38,{"$f":"IF(LOADPROFILE=0.1,Results_10PoE!C2295,IF(LOADPROFILE=0.5,Results_50PoE!C2295,\"Invalid Load Profile %\"))","v":1997},82.994318181818187,55.32954545454546,27.66477272727273,0,0,22.184097002726133,0,0,0,3828.3964227404294,3828.3964227404294,2.4687039263429675E-2,3.4195596021032843E-3,7.6856806633955767E-5,false,1.7027112051014266E-2,0,0,0,92.866451716425743,0,0]
[2033,39,{"$f":"IF(LOADPROFILE=0.1,Results_10PoE!C2296,IF(LOADPROFILE=0.5,Results_50PoE!C2296,\"Invalid Load Profile %\"))","v":1823},82.994318181818187,55.32954545454546,27.66477272727273,0,0,23.184097002726133,0,0,0,5081.692207843952,5081.692207843952,2.4687039263429675E-2,3.4195596021032843E-3,7.6856806633955767E-5,false,1.7027112051014266E-2,0,0,0,123.26798793727585,0,0]
[2033,40,{"$f":"IF(LOADPROFILE=0.1,Results_10PoE!C2297,IF(LOADPROFILE=0.5,Results_50PoE!C2297,\"Invalid Load Profile %\"))","v":1602},82.994318181818187,55.32954545454546,27.66477272727273,0,0,24.184097002726133,0,0,0,5276.8950267564687,5276.8950267564687,2.4687039263429675E-2,3.4195596021032843E-3,7.6856806633955767E-5,false,1.7027112051014266E-2,0,0,0,128.00307572749827,0,0]
[2033,41,{"$f":"IF(LOADPROFILE=0.1,Results_10PoE!C2298,IF(LOADPROFILE=0.5,Results_50PoE!C2298,\"Invalid Load Profile %\"))","v":1382},82.994318181818187,55.32954545454546,27.66477272727273,0,0,25.184097002726133,0,0,0,5570.0249998036579,5570.0249998036579,2.4687039263429675E-2,3.4195596021032843E-3,7.6856806633955767E-5,false,1.7027112051014266E-2,0,0,0,135.11360908995974,0,0]
[2033,42,{"$f":"IF(LOADPROFILE=0.1,Results_10PoE!C2299,IF(LOADPROFILE=0.5,Results_50PoE!C2299,\"Invalid Load Profile %\"))","v":1159},82.994318181818187,55.32954545454546,27.66477272727273,0,0,26.184097002726133,0,0,0,5427.6243878904534,5427.6243878904534,2.4687039263429675E-2,3.4195596021032843E-3,7.6856806633955767E-5,false,1.7027112051014266E-2,0,0,0,131.65935877458594,0,0]
[2033,43,{"$f":"IF(LOADPROFILE=0.1,Results_10PoE!C2300,IF(LOADPROFILE=0.5,Results_50PoE!C2300,\"Invalid Load Profile %\"))","v":950},82.994318181818187,55.32954545454546,27.66477272727273,0,0,27.184097002726133,0,0,0,4340.7691028915951,4340.7691028915951,2.4687039263429675E-2,3.4195596021032843E-3,7.6856806633955767E-5,false,1.7027112051014266E-2,0,0,0,105.29521496556012,0,0]
[2033,44,{"$f":"IF(LOADPROFILE=0.1,Results_10PoE!C2301,IF(LOADPROFILE=0.5,Results_50PoE!C2301,\"Invalid Load Profile %\"))","v":789},82.994318181818187,55.32954545454546,27.66477272727273,0,0,28.184097002726133,0,0,65.928696828680344,3577.9971676859777,3577.9971676859777,2.4687039263429675E-2,3.4195596021032843E-3,7.6856806633955767E-5,false,1.7027112051014266E-2,0,0,88.943516697075367,86.792448984833513,0,0]
[2033,45,{"$f":"IF(LOADPROFILE=0.1,Results_10PoE!C2302,IF(LOADPROFILE=0.5,Results_50PoE!C2302,\"Invalid Load Profile %\"))","v":661},82.994318181818187,55.32954545454546,27.66477272727273,0,0,29.184097002726133,0,0,177.81090081399546,3415.4990223855666,3415.4990223855666,2.4687039263429675E-2,3.4195596021032843E-3,7.6856806633955767E-5,false,1.7027112051014266E-2,0,0,239.88229081136197,82.85068734413403,0,0]
[2033,46,{"$f":"IF(LOADPROFILE=0.1,Results_10PoE!C2303,IF(LOADPROFILE=0.5,Results_50PoE!C2303,\"Invalid Load Profile %\"))","v":543},82.994318181818187,55.32954545454546,27.66477272727273,0,0,30.184097002726133,0,0,222.38217624809795,2664.3672848910628,2664.3672848910628,2.4687039263429675E-2,3.4195596021032843E-3,7.6856806633955767E-5,false,1.7027112051014266E-2,0,0,300.01279803319557,64.630280800452084,0,0]
[2033,47,{"$f":"IF(LOADPROFILE=0.1,Results_10PoE!C2304,IF(LOADPROFILE=0.5,Results_50PoE!C2304,\"Invalid Load Profile %\"))","v":454},82.994318181818187,55.32954545454546,27.66477272727273,0,0,31.184097002726133,0,0,310.65274086530098,2752.6378495082658,2752.6378495082658,2.4687039263429675E-2,3.4195596021032843E-3,7.6856806633955767E-5,false,1.7027112051014266E-2,0,0,419.09742757307578,66.771483858294587,0,0]
[2033,48,{"$f":"IF(LOADPROFILE=0.1,Results_10PoE!C2305,IF(LOADPROFILE=0.5,Results_50PoE!C2305,\"Invalid Load Profile %\"))","v":365},82.994318181818187,55.32954545454546,27.66477272727273,0,0,32.184097002726133,0,0,304.79533452595814,2170.5817096688975,2170.5817096688975,2.4687039263429675E-2,3.4195596021032843E-3,7.6856806633955767E-5,false,1.7027112051014266E-2,0,0,411.19527959192135,52.652390003340706,0,0]
[2033,49,{"$f":"IF(LOADPROFILE=0.1,Results_10PoE!C2306,IF(LOADPROFILE=0.5,Results_50PoE!C2306,\"Invalid Load Profile %\"))","v":297},82.994318181818187,55.32954545454546,27.66477272727273,0,0,33.184097002726133,0,0,410.55663210649476,2468.4092517494423,2468.4092517494423,2.4687039263429675E-2,3.4195596021032843E-3,7.6856806633955767E-5,false,1.7027112051014266E-2,0,0,553.87642133665963,59.876873573578301,0,0]
[2033,50,{"$f":"IF(LOADPROFILE=0.1,Results_10PoE!C2307,IF(LOADPROFILE=0.5,Results_50PoE!C2307,\"Invalid Load Profile %\"))","v":222},82.994318181818187,55.32954545454546,27.66477272727273,0,0,34.184097002726133,0,0,381.4876589696371,2000.3317197554227,2000.3317197554227,2.4687039263429675E-2,3.4195596021032843E-3,7.6856806633955767E-5,false,1.7027112051014266E-2,0,0,514.65986129629505,48.522589762668588,0,0]
[2033,51,{"$f":"IF(LOADPROFILE=0.1,Results_10PoE!C2308,IF(LOADPROFILE=0.5,Results_50PoE!C2308,\"Invalid Load Profile %\"))","v":163},82.994318181818187,55.32954545454546,27.66477272727273,0,0,35.184097002726133,0,0,298.30786486926434,1395.8292620121699,1395.8292620121699,2.4687039263429675E-2,3.4195596021032843E-3,7.6856806633955767E-5,false,1.7027112051014266E-2,0,0,402.44312167757136,33.859009478500951,0,0]
[2033,52,{"$f":"IF(LOADPROFILE=0.1,Results_10PoE!C2309,IF(LOADPROFILE=0.5,Results_50PoE!C2309,\"Invalid Load Profile %\"))","v":123},82.994318181818187,55.32954545454546,27.66477272727273,0,0,36.184097002726133,0,0,405.57603449059758,1722.6017110620842,1722.6017110620842,2.4687039263429675E-2,3.4195596021032843E-3,7.6856806633955767E-5,false,1.7027112051014266E-2,0,0,547.15716419189755,41.785617517756648,0,0]
[2033,53,{"$f":"IF(LOADPROFILE=0.1,Results_10PoE!C2310,IF(LOADPROFILE=0.5,Results_50PoE!C2310,\"Invalid Load Profile %\"))","v":75},82.994318181818187,55.32954545454546,27.66477272727273,0,0,37.184097002726133,0,0,330.44566853818174,1290.776891038224,1290.776891038224,2.4687039263429675E-2,3.4195596021032843E-3,7.6856806633955767E-5,false,1.7027112051014266E-2,0,0,445.79979964530884,31.310725586373451,0,0]
[2033,54,{"$f":"IF(LOADPROFILE=0.1,Results_10PoE!C2311,IF(LOADPROFILE=0.5,Results_50PoE!C2311,\"Invalid Load Profile %\"))","v":40},82.994318181818187,55.32954545454546,27.66477272727273,0,0,38.184097002726133,0,0,125.19730694638955,454.45372608926118,454.45372608926118,2.4687039263429675E-2,3.4195596021032843E-3,7.6856806633955767E-5,false,1.7027112051014266E-2,0,0,168.90200013738027,11.023807451216916,0,0]
[2033,55,{"$f":"IF(LOADPROFILE=0.1,Results_10PoE!C2312,IF(LOADPROFILE=0.5,Results_50PoE!C2312,\"Invalid Load Profile %\"))","v":28},82.994318181818187,55.32954545454546,27.66477272727273,0,0,39.184097002726133,0,0,137.09895610825964,466.35537525113125,466.35537525113125,2.4687039263429675E-2,3.4195596021032843E-3,7.6856806633955767E-5,false,1.7027112051014266E-2,0,0,184.95835468208321,11.312508987105794,0,0]
[2033,56,{"$f":"IF(LOADPROFILE=0.1,Results_10PoE!C2313,IF(LOADPROFILE=0.5,Results_50PoE!C2313,\"Invalid Load Profile %\"))","v":16},{"$f":"VLOOKUP($A2342,$Q$4:$AB$26,6,FALSE)","v":82.994318181818187},{"$f":"VLOOKUP($A2342,$Q$4:$AB$26,7,FALSE)","v":55.32954545454546},{"$f":"VLOOKUP($A2342,$Q$4:$AB$26,9,FALSE)","v":27.66477272727273},{"$f":"VLOOKUP($A2342,$Q$4:$AB$26,10,FALSE)","v":0},{"$f":"VLOOKUP($A2342,$Q$4:$AB$26,11,FALSE)","v":0},{"$f":"IF(B2342-VLOOKUP(A2342,$Q$4:$AB$26,12,FALSE)<0,0,B2342-VLOOKUP(A2342,$Q$4:$AB$26,12,FALSE))","v":40.184097002726133},{"$f":"IF(B2342=150,0,IF(IF($I2342>D2342,($I2342-D2342)*($C2342-$C2343),0)<0,0,IF($I2342>D2342,($I2342-D2342)*($C2342-$C2343),0)))*$Y$30","v":0},{"$f":"IF(C2342=150,0,IF(IF($I2342>E2342,($I2342-E2342)*($C2342-$C2343),0)<0,0,IF($I2342>E2342,($I2342-E2342)*($C2342-$C2343),0)))*$Y$30","v":0},{"$f":"IF(D2342=150,0,IF(IF($I2342>F2342,($I2342-F2342)*($C2342-$C2343),0)<0,0,IF($I2342>F2342,($I2342-F2342)*($C2342-$C2343),0)))*$Y$30","v":74.500302635064855},{"$f":"IF(E2342=150,0,IF(IF($I2342>G2342,($I2342-G2342)*($C2342-$C2343),0)<0,0,IF($I2342>G2342,($I2342-G2342)*($C2342-$C2343),0)))*$Y$30","v":239.12851220650066},{"$f":"IF(F2342=150,0,IF(IF($I2342>H2342,($I2342-H2342)*($C2342-$C2343),0)<0,0,IF($I2342>H2342,($I2342-H2342)*($C2342-$C2343),0)))*$Y$30","v":239.12851220650066},{"$f":"VLOOKUP($A2342, $Q$4:$BB$26,33,FALSE)","v":2.4687039263429675E-2},{"$f":"VLOOKUP($A2342, $Q$4:$BB$26,34,FALSE)","v":3.4195596021032843E-3},{"$f":"VLOOKUP($A2342, $Q$4:$BB$26,35,FALSE)","v":7.6856806633955767E-5},{"$f":"VLOOKUP($A2342, $Q$4:$BB$26,36,FALSE)","v":false},{"$f":"VLOOKUP($A2342, $Q$4:$BB$26,37,FALSE)","v":1.7027112051014266E-2},{"$f":"J2342*1000*($S$34/365)","v":0},{"$f":"O2342*K2342*1000*($T$34/365)","v":0},{"$f":"P2342*L2342*1000*($U$34/365)","v":100.50735461339309},{"$f":"Q2342*M2342*1000*($V$34/365)","v":5.8006052614973358},{"$f":"R2342*N2342*1000*($W$34/365)","v":0},{"$f":"S2342*K2342*1000*($X$34/365)","v":0}]
[2033,57,{"$f":"IF(LOADPROFILE=0.1,Results_10PoE!C2314,IF(LOADPROFILE=0.5,Results_50PoE!C2314,\"Invalid Load Profile %\"))","v":10},82.994318181818187,55.32954545454546,27.66477272727273,0,0,41.184097002726133,0,0,53.634084810666593,163.38622452495713,163.38622452495713,2.4687039263429675E-2,3.4195596021032843E-3,7.6856806633955767E-5,false,1.7027112051014266E-2,0,0,72.357021257163026,3.9633040196278495,0,0]
[2033,58,{"$f":"IF(LOADPROFILE=0.1,Results_10PoE!C2315,IF(LOADPROFILE=0.5,Results_50PoE!C2315,\"Invalid Load Profile %\"))","v":6},82.994318181818187,55.32954545454546,27.66477272727273,0,0,42.184097002726133,0,0,72.00162649744577,209.19180114030894,209.19180114030894,2.4687039263429675E-2,3.4195596021032843E-3,7.6856806633955767E-5,false,1.7027112051014266E-2,0,0,97.136424298413345,5.0744223311551773,0,0]
[2033,59,{"$f":"IF(LOADPROFILE=0.1,Results_10PoE!C2316,IF(LOADPROFILE=0.5,Results_50PoE!C2316,\"Invalid Load Profile %\"))","v":1},82.994318181818187,55.32954545454546,27.66477272727273,0,0,43.184097002726133,0,0,15.392129396311661,42.830164324884294,42.830164324884294,2.4687039263429675E-2,3.4195596021032843E-3,7.6856806633955767E-5,false,1.7027112051014266E-2,0,0,20.765314405074584,1.0389429275551085,0,0]
[2033,60,{"$f":"IF(LOADPROFILE=0.1,Results_10PoE!C2317,IF(LOADPROFILE=0.5,Results_50PoE!C2317,\"Invalid Load Profile %\"))","v":0},82.994318181818187,55.32954545454546,27.66477272727273,0,0,44.184097002726133,0,0,0,0,0,2.4687039263429675E-2,3.4195596021032843E-3,7.6856806633955767E-5,false,1.7027112051014266E-2,0,0,0,0,0,0]
[2033,61,{"$f":"IF(LOADPROFILE=0.1,Results_10PoE!C2318,IF(LOADPROFILE=0.5,Results_50PoE!C2318,\"Invalid Load Profile %\"))","v":0},82.994318181818187,55.32954545454546,27.66477272727273,0,0,45.184097002726133,0,0,0,0,0,2.4687039263429675E-2,3.4195596021032843E-3,7.6856806633955767E-5,false,1.7027112051014266E-2,0,0,0,0,0,0]
[2033,62,{"$f":"IF(LOADPROFILE=0.1,Results_10PoE!C2319,IF(LOADPROFILE=0.5,Results_50PoE!C2319,\"Invalid Load Profile %\"))","v":0},82.994318181818187,55.32954545454546,27.66477272727273,0,0,46.184097002726133,0,0,0,0,0,2.4687039263429675E-2,3.4195596021032843E-3,7.6856806633955767E-5,false,1.7027112051014266E-2,0,0,0,0,0,0]
[2033,63,{"$f":"IF(LOADPROFILE=0.1,Results_10PoE!C2320,IF(LOADPROFILE=0.5,Results_50PoE!C2320,\"Invalid Load Profile %\"))","v":0},82.994318181818187,55.32954545454546,27.66477272727273,0,0,47.184097002726133,0,0,0,0,0,2.4687039263429675E-2,3.4195596021032843E-3,7.6856806633955767E-5,false,1.7027112051014266E-2,0,0,0,0,0,0]
[2033,64,{"$f":"IF(LOADPROFILE=0.1,Results_10PoE!C2321,IF(LOADPROFILE=0.5,Results_50PoE!C2321,\"Invalid Load Profile %\"))","v":0},82.994318181818187,55.32954545454546,27.66477272727273,0,0,48.184097002726133,0,0,0,0,0,2.4687039263429675E-2,3.4195596021032843E-3,7.6856806633955767E-5,false,1.7027112051014266E-2,0,0,0,0,0,0]
[2033,65,{"$f":"IF(LOADPROFILE=0.1,Results_10PoE!C2322,IF(LOADPROFILE=0.5,Results_50PoE!C2322,\"Invalid Load Profile %\"))","v":0},82.994318181818187,55.32954545454546,27.66477272727273,0,0,49.184097002726133,0,0,0,0,0,2.4687039263429675E-2,3.4195596021032843E-3,7.6856806633955767E-5,false,1.7027112051014266E-2,0,0,0,0,0,0]
[2033,66,{"$f":"IF(LOADPROFILE=0.1,Results_10PoE!C2323,IF(LOADPROFILE=0.5,Results_50PoE!C2323,\"Invalid Load Profile %\"))","v":0},82.994318181818187,55.32954545454546,27.66477272727273,0,0,50.184097002726133,0,0,0,0,0,2.4687039263429675E-2,3.4195596021032843E-3,7.6856806633955767E-5,false,1.7027112051014266E-2,0,0,0,0,0,0]
[2033,67,{"$f":"IF(LOADPROFILE=0.1,Results_10PoE!C2324,IF(LOADPROFILE=0.5,Results_50PoE!C2324,\"Invalid Load Profile %\"))","v":0},82.994318181818187,55.32954545454546,27.66477272727273,0,0,51.184097002726133,0,0,0,0,0,2.4687039263429675E-2,3.4195596021032843E-3,7.6856806633955767E-5,false,1.7027112051014266E-2,0,0,0,0,0,0]
[2033,68,{"$f":"IF(LOADPROFILE=0.1,Results_10PoE!C2325,IF(LOADPROFILE=0.5,Results_50PoE!C2325,\"Invalid Load Profile %\"))","v":0},82.994318181818187,55.32954545454546,27.66477272727273,0,0,52.184097002726133,0,0,0,0,0,2.4687039263429675E-2,3.4195596021032843E-3,7.6856806633955767E-5,false,1.7027112051014266E-2,0,0,0,0,0,0]
[2033,69,{"$f":"IF(LOADPROFILE=0.1,Results_10PoE!C2326,IF(LOADPROFILE=0.5,Results_50PoE!C2326,\"Invalid Load Profile %\"))","v":0},82.994318181818187,55.32954545454546,27.66477272727273,0,0,53.184097002726133,0,0,0,0,0,2.4687039263429675E-2,3.4195596021032843E-3,7.6856806633955767E-5,false,1.7027112051014266E-2,0,0,0,0,0,0]
[2033,70,{"$f":"IF(LOADPROFILE=0.1,Results_10PoE!C2327,IF(LOADPROFILE=0.5,Results_50PoE!C2327,\"Invalid Load Profile %\"))","v":0},82.994318181818187,55.32954545454546,27.66477272727273,0,0,54.184097002726133,0,0,0,0,0,2.4687039263429675E-2,3.4195596021032843E-3,7.6856806633955767E-5,false,1.7027112051014266E-2,0,0,0,0,0,0]
[2033,71,{"$f":"IF(LOADPROFILE=0.1,Results_10PoE!C2328,IF(LOADPROFILE=0.5,Results_50PoE!C2328,\"Invalid Load Profile %\"))","v":0},82.994318181818187,55.32954545454546,27.66477272727273,0,0,55.184097002726133,0,0,0,0,0,2.4687039263429675E-2,3.4195596021032843E-3,7.6856806633955767E-5,false,1.7027112051014266E-2,0,0,0,0,0,0]
[2033,72,{"$f":"IF(LOADPROFILE=0.1,Results_10PoE!C2329,IF(LOADPROFILE=0.5,Results_50PoE!C2329,\"Invalid Load Profile %\"))","v":0},82.994318181818187,55.32954545454546,27.66477272727273,0,0,56.184097002726133,0,0,0,0,0,2.4687039263429675E-2,3.4195596021032843E-3,7.6856806633955767E-5,false,1.7027112051014266E-2,0,0,0,0,0,0]
[2033,73,{"$f":"IF(LOADPROFILE=0.1,Results_10PoE!C2330,IF(LOADPROFILE=0.5,Results_50PoE!C2330,\"Invalid Load Profile %\"))","v":0},82.994318181818187,55.32954545454546,27.66477272727273,0,0,57.184097002726133,0,0,0,0,0,2.4687039263429675E-2,3.4195596021032843E-3,7.6856806633955767E-5,false,1.7027112051014266E-2,0,0,0,0,0,0]
[2033,74,{"$f":"IF(LOADPROFILE=0.1,Results_10PoE!C2331,IF(LOADPROFILE=0.5,Results_50PoE!C2331,\"Invalid Load Profile %\"))","v":0},82.994318181818187,55.32954545454546,27.66477272727273,0,0,58.184097002726133,0,0,0,0,0,2.4687039263429675E-2,3.4195596021032843E-3,7.6856806633955767E-5,false,1.7027112051014266E-2,0,0,0,0,0,0]
[2033,75,{"$f":"IF(LOADPROFILE=0.1,Results_10PoE!C2332,IF(LOADPROFILE=0.5,Results_50PoE!C2332,\"Invalid Load Profile %\"))","v":0},82.994318181818187,55.32954545454546,27.66477272727273,0,0,59.184097002726133,0,0,0,0,0,2.4687039263429675E-2,3.4195596021032843E-3,7.6856806633955767E-5,false,1.7027112051014266E-2,0,0,0,0,0,0]
[2033,76,{"$f":"IF(LOADPROFILE=0.1,Results_10PoE!C2333,IF(LOADPROFILE=0.5,Results_50PoE!C2333,\"Invalid Load Profile %\"))","v":0},82.994318181818187,55.32954545454546,27.66477272727273,0,0,60.184097002726133,0,0,0,0,0,2.4687039263429675E-2,3.4195596021032843E-3,7.6856806633955767E-5,false,1.7027112051014266E-2,0,0,0,0,0,0]
[2033,77,{"$f":"IF(LOADPROFILE=0.1,Results_10PoE!C2334,IF(LOADPROFILE=0.5,Results_50PoE!C2334,\"Invalid Load Profile %\"))","v":0},82.994318181818187,55.32954545454546,27.66477272727273,0,0,61.184097002726133,0,0,0,0,0,2.4687039263429675E-2,3.4195596021032843E-3,7.6856806633955767E-5,false,1.7027112051014266E-2,0,0,0,0,0,0]
[2033,78,{"$f":"IF(LOADPROFILE=0.1,Results_10PoE!C2335,IF(LOADPROFILE=0.5,Results_50PoE!C2335,\"Invalid Load Profile %\"))","v":0},82.994318181818187,55.32954545454546,27.66477272727273,0,0,62.184097002726133,0,0,0,0,0,2.4687039263429675E-2,3.4195596021032843E-3,7.6856806633955767E-5,false,1.7027112051014266E-2,0,0,0,0,0,0]
[2033,79,{"$f":"IF(LOADPROFILE=0.1,Results_10PoE!C2336,IF(LOADPROFILE=0.5,Results_50PoE!C2336,\"Invalid Load Profile %\"))","v":0},82.994318181818187,55.32954545454546,27.66477272727273,0,0,63.184097002726133,0,0,0,0,0,2.4687039263429675E-2,3.4195596021032843E-3,7.6856806633955767E-5,false,1.7027112051014266E-2,0,0,0,0,0,0]
[2033,80,{"$f":"IF(LOADPROFILE=0.1,Results_10PoE!C2337,IF(LOADPROFILE=0.5,Results_50PoE!C2337,\"Invalid Load Profile %\"))","v":0},82.994318181818187,55.32954545454546,27.66477272727273,0,0,64.184097002726133,0,0,0,0,0,2.4687039263429675E-2,3.4195596021032843E-3,7.6856806633955767E-5,false,1.7027112051014266E-2,0,0,0,0,0,0]
[2033,81,{"$f":"IF(LOADPROFILE=0.1,Results_10PoE!C2338,IF(LOADPROFILE=0.5,Results_50PoE!C2338,\"Invalid Load Profile %\"))","v":0},82.994318181818187,55.32954545454546,27.66477272727273,0,0,65.184097002726133,0,0,0,0,0,2.4687039263429675E-2,3.4195596021032843E-3,7.6856806633955767E-5,false,1.7027112051014266E-2,0,0,0,0,0,0]
[2033,82,{"$f":"IF(LOADPROFILE=0.1,Results_10PoE!C2339,IF(LOADPROFILE=0.5,Results_50PoE!C2339,\"Invalid Load Profile %\"))","v":0},82.994318181818187,55.32954545454546,27.66477272727273,0,0,66.184097002726133,0,0,0,0,0,2.4687039263429675E-2,3.4195596021032843E-3,7.6856806633955767E-5,false,1.7027112051014266E-2,0,0,0,0,0,0]
[2033,83,{"$f":"IF(LOADPROFILE=0.1,Results_10PoE!C2340,IF(LOADPROFILE=0.5,Results_50PoE!C2340,\"Invalid Load Profile %\"))","v":0},82.994318181818187,55.32954545454546,27.66477272727273,0,0,67.184097002726133,0,0,0,0,0,2.4687039263429675E-2,3.4195596021032843E-3,7.6856806633955767E-5,false,1.7027112051014266E-2,0,0,0,0,0,0]
[2033,84,{"$f":"IF(LOADPROFILE=0.1,Results_10PoE!C2341,IF(LOADPROFILE=0.5,Results_50PoE!C2341,\"Invalid Load Profile %\"))","v":0},82.994318181818187,55.32954545454546,27.66477272727273,0,0,68.184097002726133,0,0,0,0,0,2.4687039263429675E-2,3.4195596021032843E-3,7.6856806633955767E-5,false,1.7027112051014266E-2,0,0,0,0,0,0]
[2033,85,{"$f":"IF(LOADPROFILE=0.1,Results_10PoE!C2342,IF(LOADPROFILE=0.5,Results_50PoE!C2342,\"Invalid Load Profile %\"))","v":0},82.994318181818187,55.32954545454546,27.66477272727273,0,0,69.184097002726133,0,0,0,0,0,2.4687039263429675E-2,3.4195596021032843E-3,7.6856806633955767E-5,false,1.7027112051014266E-2,0,0,0,0,0,0]
[2033,86,{"$f":"IF(LOADPROFILE=0.1,Results_10PoE!C2343,IF(LOADPROFILE=0.5,Results_50PoE!C2343,\"Invalid Load Profile %\"))","v":0},82.994318181818187,55.32954545454546,27.66477272727273,0,0,70.184097002726133,0,0,0,0,0,2.4687039263429675E-2,3.4195596021032843E-3,7.6856806633955767E-5,false,1.7027112051014266E-2,0,0,0,0,0,0]
[2033,87,{"$f":"IF(LOADPROFILE=0.1,Results_10PoE!C2344,IF(LOADPROFILE=0.5,Results_50PoE!C2344,\"Invalid Load Profile %\"))","v":0},82.994318181818187,55.32954545454546,27.66477272727273,0,0,71.184097002726133,0,0,0,0,0,2.4687039263429675E-2,3.4195596021032843E-3,7.6856806633955767E-5,false,1.7027112051014266E-2,0,0,0,0,0,0]
[2033,88,{"$f":"IF(LOADPROFILE=0.1,Results_10PoE!C2345,IF(LOADPROFILE=0.5,Results_50PoE!C2345,\"Invalid Load Profile %\"))","v":0},82.994318181818187,55.32954545454546,27.66477272727273,0,0,72.184097002726133,0,0,0,0,0,2.4687039263429675E-2,3.4195596021032843E-3,7.6856806633955767E-5,false,1.7027112051014266E-2,0,0,0,0,0,0]
[2033,89,{"$f":"IF(LOADPROFILE=0.1,Results_10PoE!C2346,IF(LOADPROFILE=0.5,Results_50PoE!C2346,\"Invalid Load Profile %\"))","v":0},82.994318181818187,55.32954545454546,27.66477272727273,0,0,73.184097002726133,0,0,0,0,0,2.4687039263429675E-2,3.4195596021032843E-3,7.6856806633955767E-5,false,1.7027112051014266E-2,0,0,0,0,0,0]
[2033,90,{"$f":"IF(LOADPROFILE=0.1,Results_10PoE!C2347,IF(LOADPROFILE=0.5,Results_50PoE!C2347,\"Invalid Load Profile %\"))","v":0},82.994318181818187,55.32954545454546,27.66477272727273,0,0,74.184097002726133,0,0,0,0,0,2.4687039263429675E-2,3.4195596021032843E-3,7.6856806633955767E-5,false,1.7027112051014266E-2,0,0,0,0,0,0]
[2033,91,{"$f":"IF(LOADPROFILE=0.1,Results_10PoE!C2348,IF(LOADPROFILE=0.5,Results_50PoE!C2348,\"Invalid Load Profile %\"))","v":0},82.994318181818187,55.32954545454546,27.66477272727273,0,0,75.184097002726133,0,0,0,0,0,2.4687039263429675E-2,3.4195596021032843E-3,7.6856806633955767E-5,false,1.7027112051014266E-2,0,0,0,0,0,0]
[2033,92,{"$f":"IF(LOADPROFILE=0.1,Results_10PoE!C2349,IF(LOADPROFILE=0.5,Results_50PoE!C2349,\"Invalid Load Profile %\"))","v":0},82.994318181818187,55.32954545454546,27.66477272727273,0,0,76.184097002726133,0,0,0,0,0,2.4687039263429675E-2,3.4195596021032843E-3,7.6856806633955767E-5,false,1.7027112051014266E-2,0,0,0,0,0,0]
[2033,93,{"$f":"IF(LOADPROFILE=0.1,Results_10PoE!C2350,IF(LOADPROFILE=0.5,Results_50PoE!C2350,\"Invalid Load Profile %\"))","v":0},82.994318181818187,55.32954545454546,27.66477272727273,0,0,77.184097002726133,0,0,0,0,0,2.4687039263429675E-2,3.4195596021032843E-3,7.6856806633955767E-5,false,1.7027112051014266E-2,0,0,0,0,0,0]
[2033,94,{"$f":"IF(LOADPROFILE=0.1,Results_10PoE!C2351,IF(LOADPROFILE=0.5,Results_50PoE!C2351,\"Invalid Load Profile %\"))","v":0},82.994318181818187,55.32954545454546,27.66477272727273,0,0,78.184097002726133,0,0,0,0,0,2.4687039263429675E-2,3.4195596021032843E-3,7.6856806633955767E-5,false,1.7027112051014266E-2,0,0,0,0,0,0]
[2033,95,{"$f":"IF(LOADPROFILE=0.1,Results_10PoE!C2352,IF(LOADPROFILE=0.5,Results_50PoE!C2352,\"Invalid Load Profile %\"))","v":0},82.994318181818187,55.32954545454546,27.66477272727273,0,0,79.184097002726133,0,0,0,0,0,2.4687039263429675E-2,3.4195596021032843E-3,7.6856806633955767E-5,false,1.7027112051014266E-2,0,0,0,0,0,0]
[2033,96,{"$f":"IF(LOADPROFILE=0.1,Results_10PoE!C2353,IF(LOADPROFILE=0.5,Results_50PoE!C2353,\"Invalid Load Profile %\"))","v":0},82.994318181818187,55.32954545454546,27.66477272727273,0,0,80.184097002726133,0,0,0,0,0,2.4687039263429675E-2,3.4195596021032843E-3,7.6856806633955767E-5,false,1.7027112051014266E-2,0,0,0,0,0,0]
[2033,97,{"$f":"IF(LOADPROFILE=0.1,Results_10PoE!C2354,IF(LOADPROFILE=0.5,Results_50PoE!C2354,\"Invalid Load Profile %\"))","v":0},82.994318181818187,55.32954545454546,27.66477272727273,0,0,81.184097002726133,0,0,0,0,0,2.4687039263429675E-2,3.4195596021032843E-3,7.6856806633955767E-5,false,1.7027112051014266E-2,0,0,0,0,0,0]
[2033,98,{"$f":"IF(LOADPROFILE=0.1,Results_10PoE!C2355,IF(LOADPROFILE=0.5,Results_50PoE!C2355,\"Invalid Load Profile %\"))","v":0},82.994318181818187,55.32954545454546,27.66477272727273,0,0,82.184097002726133,0,0,0,0,0,2.4687039263429675E-2,3.4195596021032843E-3,7.6856806633955767E-5,false,1.7027112051014266E-2,0,0,0,0,0,0]
[2033,99,{"$f":"IF(LOADPROFILE=0.1,Results_10PoE!C2356,IF(LOADPROFILE=0.5,Results_50PoE!C2356,\"Invalid Load Profile %\"))","v":0},82.994318181818187,55.32954545454546,27.66477272727273,0,0,83.184097002726133,0,0,0,0,0,2.4687039263429675E-2,3.4195596021032843E-3,7.6856806633955767E-5,false,1.7027112051014266E-2,0,0,0,0,0,0]
[2033,100,{"$f":"IF(LOADPROFILE=0.1,Results_10PoE!C2357,IF(LOADPROFILE=0.5,Results_50PoE!C2357,\"Invalid Load Profile %\"))","v":0},82.994318181818187,55.32954545454546,27.66477272727273,0,0,84.184097002726133,0,0,0,0,0,2.4687039263429675E-2,3.4195596021032843E-3,7.6856806633955767E-5,false,1.7027112051014266E-2,0,0,0,0,0,0]
[2033,101,{"$f":"IF(LOADPROFILE=0.1,Results_10PoE!C2358,IF(LOADPROFILE=0.5,Results_50PoE!C2358,\"Invalid Load Profile %\"))","v":0},82.994318181818187,55.32954545454546,27.66477272727273,0,0,85.184097002726133,0,0,0,0,0,2.4687039263429675E-2,3.4195596021032843E-3,7.6856806633955767E-5,false,1.7027112051014266E-2,0,0,0,0,0,0]
[2033,102,{"$f":"IF(LOADPROFILE=0.1,Results_10PoE!C2359,IF(LOADPROFILE=0.5,Results_50PoE!C2359,\"Invalid Load Profile %\"))","v":0},82.994318181818187,55.32954545454546,27.66477272727273,0,0,86.184097002726133,0,0,0,0,0,2.4687039263429675E-2,3.4195596021032843E-3,7.6856806633955767E-5,false,1.7027112051014266E-2,0,0,0,0,0,0]
[2033,103,{"$f":"IF(LOADPROFILE=0.1,Results_10PoE!C2360,IF(LOADPROFILE=0.5,Results_50PoE!C2360,\"Invalid Load Profile %\"))","v":0},82.994318181818187,55.32954545454546,27.66477272727273,0,0,87.184097002726133,0,0,0,0,0,2.4687039263429675E-2,3.4195596021032843E-3,7.6856806633955767E-5,false,1.7027112051014266E-2,0,0,0,0,0,0]
[2033,104,{"$f":"IF(LOADPROFILE=0.1,Results_10PoE!C2361,IF(LOADPROFILE=0.5,Results_50PoE!C2361,\"Invalid Load Profile %\"))","v":0},82.994318181818187,55.32954545454546,27.66477272727273,0,0,88.184097002726133,0,0,0,0,0,2.4687039263429675E-2,3.4195596021032843E-3,7.6856806633955767E-5,false,1.7027112051014266E-2,0,0,0,0,0,0]
[2033,105,{"$f":"IF(LOADPROFILE=0.1,Results_10PoE!C2362,IF(LOADPROFILE=0.5,Results_50PoE!C2362,\"Invalid Load Profile %\"))","v":0},82.994318181818187,55.32954545454546,27.66477272727273,0,0,89.184097002726133,0,0,0,0,0,2.4687039263429675E-2,3.4195596021032843E-3,7.6856806633955767E-5,false,1.7027112051014266E-2,0,0,0,0,0,0]
[2033,106,{"$f":"IF(LOADPROFILE=0.1,Results_10PoE!C2363,IF(LOADPROFILE=0.5,Results_50PoE!C2363,\"Invalid Load Profile %\"))","v":0},82.994318181818187,55.32954545454546,27.66477272727273,0,0,90.184097002726133,0,0,0,0,0,2.4687039263429675E-2,3.4195596021032843E-3,7.6856806633955767E-5,false,1.7027112051014266E-2,0,0,0,0,0,0]
[2033,107,{"$f":"IF(LOADPROFILE=0.1,Results_10PoE!C2364,IF(LOADPROFILE=0.5,Results_50PoE!C2364,\"Invalid Load Profile %\"))","v":0},82.994318181818187,55.32954545454546,27.66477272727273,0,0,91.184097002726133,0,0,0,0,0,2.4687039263429675E-2,3.4195596021032843E-3,7.6856806633955767E-5,false,1.7027112051014266E-2,0,0,0,0,0,0]
[2033,108,{"$f":"IF(LOADPROFILE=0.1,Results_10PoE!C2365,IF(LOADPROFILE=0.5,Results_50PoE!C2365,\"Invalid Load Profile %\"))","v":0},82.994318181818187,55.32954545454546,27.66477272727273,0,0,92.184097002726133,0,0,0,0,0,2.4687039263429675E-2,3.4195596021032843E-3,7.6856806633955767E-5,false,1.7027112051014266E-2,0,0,0,0,0,0]
[2033,109,{"$f":"IF(LOADPROFILE=0.1,Results_10PoE!C2366,IF(LOADPROFILE=0.5,Results_50PoE!C2366,\"Invalid Load Profile %\"))","v":0},82.994318181818187,55.32954545454546,27.66477272727273,0,0,93.184097002726133,0,0,0,0,0,2.4687039263429675E-2,3.4195596021032843E-3,7.6856806633955767E-5,false,1.7027112051014266E-2,0,0,0,0,0,0]
[2033,110,{"$f":"IF(LOADPROFILE=0.1,Results_10PoE!C2367,IF(LOADPROFILE=0.5,Results_50PoE!C2367,\"Invalid Load Profile %\"))","v":0},82.994318181818187,55.32954545454546,27.66477272727273,0,0,94.184097002726133,0,0,0,0,0,2.4687039263429675E-2,3.4195596021032843E-3,7.6856806633955767E-5,false,1.7027112051014266E-2,0,0,0,0,0,0]
[2033,111,{"$f":"IF(LOADPROFILE=0.1,Results_10PoE!C2368,IF(LOADPROFILE=0.5,Results_50PoE!C2368,\"Invalid Load Profile %\"))","v":0},82.994318181818187,55.32954545454546,27.66477272727273,0,0,95.184097002726133,0,0,0,0,0,2.4687039263429675E-2,3.4195596021032843E-3,7.6856806633955767E-5,false,1.7027112051014266E-2,0,0,0,0,0,0]
[2033,112,{"$f":"IF(LOADPROFILE=0.1,Results_10PoE!C2369,IF(LOADPROFILE=0.5,Results_50PoE!C2369,\"Invalid Load Profile %\"))","v":0},82.994318181818187,55.32954545454546,27.66477272727273,0,0,96.184097002726133,0,0,0,0,0,2.4687039263429675E-2,3.4195596021032843E-3,7.6856806633955767E-5,false,1.7027112051014266E-2,0,0,0,0,0,0]
[2033,113,{"$f":"IF(LOADPROFILE=0.1,Results_10PoE!C2370,IF(LOADPROFILE=0.5,Results_50PoE!C2370,\"Invalid Load Profile %\"))","v":0},82.994318181818187,55.32954545454546,27.66477272727273,0,0,97.184097002726133,0,0,0,0,0,2.4687039263429675E-2,3.4195596021032843E-3,7.6856806633955767E-5,false,1.7027112051014266E-2,0,0,0,0,0,0]
[2033,114,{"$f":"IF(LOADPROFILE=0.1,Results_10PoE!C2371,IF(LOADPROFILE=0.5,Results_50PoE!C2371,\"Invalid Load Profile %\"))","v":0},82.994318181818187,55.32954545454546,27.66477272727273,0,0,98.184097002726133,0,0,0,0,0,2.4687039263429675E-2,3.4195596021032843E-3,7.6856806633955767E-5,false,1.7027112051014266E-2,0,0,0,0,0,0]
[2033,115,{"$f":"IF(LOADPROFILE=0.1,Results_10PoE!C2372,IF(LOADPROFILE=0.5,Results_50PoE!C2372,\"Invalid Load Profile %\"))","v":0},82.994318181818187,55.32954545454546,27.66477272727273,0,0,99.184097002726133,0,0,0,0,0,2.4687039263429675E-2,3.4195596021032843E-3,7.6856806633955767E-5,false,1.7027112051014266E-2,0,0,0,0,0,0]
[2033,116,{"$f":"IF(LOADPROFILE=0.1,Results_10PoE!C2373,IF(LOADPROFILE=0.5,Results_50PoE!C2373,\"Invalid Load Profile %\"))","v":0},82.994318181818187,55.32954545454546,27.66477272727273,0,0,100.18409700272613,0,0,0,0,0,2.4687039263429675E-2,3.4195596021032843E-3,7.6856806633955767E-5,false,1.7027112051014266E-2,0,0,0,0,0,0]
[2033,117,{"$f":"IF(LOADPROFILE=0.1,Results_10PoE!C2374,IF(LOADPROFILE=0.5,Results_50PoE!C2374,\"Invalid Load Profile %\"))","v":0},82.994318181818187,55.32954545454546,27.66477272727273,0,0,101.18409700272613,0,0,0,0,0,2.4687039263429675E-2,3.4195596021032843E-3,7.6856806633955767E-5,false,1.7027112051014266E-2,0,0,0,0,0,0]
[2033,118,{"$f":"IF(LOADPROFILE=0.1,Results_10PoE!C2375,IF(LOADPROFILE=0.5,Results_50PoE!C2375,\"Invalid Load Profile %\"))","v":0},82.994318181818187,55.32954545454546,27.66477272727273,0,0,102.18409700272613,0,0,0,0,0,2.4687039263429675E-2,3.4195596021032843E-3,7.6856806633955767E-5,false,1.7027112051014266E-2,0,0,0,0,0,0]
[2033,119,{"$f":"IF(LOADPROFILE=0.1,Results_10PoE!C2376,IF(LOADPROFILE=0.5,Results_50PoE!C2376,\"Invalid Load Profile %\"))","v":0},82.994318181818187,55.32954545454546,27.66477272727273,0,0,103.18409700272613,0,0,0,0,0,2.4687039263429675E-2,3.4195596021032843E-3,7.6856806633955767E-5,false,1.7027112051014266E-2,0,0,0,0,0,0]
[2033,120,{"$f":"IF(LOADPROFILE=0.1,Results_10PoE!C2377,IF(LOADPROFILE=0.5,Results_50PoE!C2377,\"Invalid Load Profile %\"))","v":0},{"$f":"VLOOKUP($A2406,$Q$4:$AB$26,6,FALSE)","v":82.994318181818187},{"$f":"VLOOKUP($A2406,$Q$4:$AB$26,7,FALSE)","v":55.32954545454546},{"$f":"VLOOKUP($A2406,$Q$4:$AB$26,9,FALSE)","v":27.66477272727273},{"$f":"VLOOKUP($A2406,$Q$4:$AB$26,10,FALSE)","v":0},{"$f":"VLOOKUP($A2406,$Q$4:$AB$26,11,FALSE)","v":0},{"$f":"IF(B2406-VLOOKUP(A2406,$Q$4:$AB$26,12,FALSE)<0,0,B2406-VLOOKUP(A2406,$Q$4:$AB$26,12,FALSE))","v":104.18409700272613},{"$f":"IF(B2406=150,0,IF(IF($I2406>D2406,($I2406-D2406)*($C2406-$C2407),0)<0,0,IF($I2406>D2406,($I2406-D2406)*($C2406-$C2407),0)))*$Y$30","v":0},{"$f":"IF(C2406=150,0,IF(IF($I2406>E2406,($I2406-E2406)*($C2406-$C2407),0)<0,0,IF($I2406>E2406,($I2406-E2406)*($C2406-$C2407),0)))*$Y$30","v":0},{"$f":"IF(D2406=150,0,IF(IF($I2406>F2406,($I2406-F2406)*($C2406-$C2407),0)<0,0,IF($I2406>F2406,($I2406-F2406)*($C2406-$C2407),0)))*$Y$30","v":0},{"$f":"IF(E2406=150,0,IF(IF($I2406>G2406,($I2406-G2406)*($C2406-$C2407),0)<0,0,IF($I2406>G2406,($I2406-G2406)*($C2406-$C2407),0)))*$Y$30","v":0},{"$f":"IF(F2406=150,0,IF(IF($I2406>H2406,($I2406-H2406)*($C2406-$C2407),0)<0,0,IF($I2406>H2406,($I2406-H2406)*($C2406-$C2407),0)))*$Y$30","v":0},{"$f":"VLOOKUP($A2406, $Q$4:$BB$26,33,FALSE)","v":2.4687039263429675E-2},{"$f":"VLOOKUP($A2406, $Q$4:$BB$26,34,FALSE)","v":3.4195596021032843E-3},{"$f":"VLOOKUP($A2406, $Q$4:$BB$26,35,FALSE)","v":7.6856806633955767E-5},{"$f":"VLOOKUP($A2406, $Q$4:$BB$26,36,FALSE)","v":false},{"$f":"VLOOKUP($A2406, $Q$4:$BB$26,37,FALSE)","v":1.7027112051014266E-2},{"$f":"J2406*1000*($S$34/365)","v":0},{"$f":"O2406*K2406*1000*($T$34/365)","v":0},{"$f":"P2406*L2406*1000*($U$34/365)","v":0},{"$f":"Q2406*M2406*1000*($V$34/365)","v":0},{"$f":"R2406*N2406*1000*($W$34/365)","v":0},{"$f":"S2406*K2406*1000*($X$34/365)","v":0}]
[2033,121,{"$f":"IF(LOADPROFILE=0.1,Results_10PoE!C2378,IF(LOADPROFILE=0.5,Results_50PoE!C2378,\"Invalid Load Profile %\"))","v":0},82.994318181818187,55.32954545454546,27.66477272727273,0,0,105.18409700272613,0,0,0,0,0,2.4687039263429675E-2,3.4195596021032843E-3,7.6856806633955767E-5,false,1.7027112051014266E-2,0,0,0,0,0,0]
[2033,122,{"$f":"IF(LOADPROFILE=0.1,Results_10PoE!C2379,IF(LOADPROFILE=0.5,Results_50PoE!C2379,\"Invalid Load Profile %\"))","v":0},82.994318181818187,55.32954545454546,27.66477272727273,0,0,106.18409700272613,0,0,0,0,0,2.4687039263429675E-2,3.4195596021032843E-3,7.6856806633955767E-5,false,1.7027112051014266E-2,0,0,0,0,0,0]
[2033,123,{"$f":"IF(LOADPROFILE=0.1,Results_10PoE!C2380,IF(LOADPROFILE=0.5,Results_50PoE!C2380,\"Invalid Load Profile %\"))","v":0},82.994318181818187,55.32954545454546,27.66477272727273,0,0,107.18409700272613,0,0,0,0,0,2.4687039263429675E-2,3.4195596021032843E-3,7.6856806633955767E-5,false,1.7027112051014266E-2,0,0,0,0,0,0]
[2033,124,{"$f":"IF(LOADPROFILE=0.1,Results_10PoE!C2381,IF(LOADPROFILE=0.5,Results_50PoE!C2381,\"Invalid Load Profile %\"))","v":0},82.994318181818187,55.32954545454546,27.66477272727273,0,0,108.18409700272613,0,0,0,0,0,2.4687039263429675E-2,3.4195596021032843E-3,7.6856806633955767E-5,false,1.7027112051014266E-2,0,0,0,0,0,0]
[2033,125,{"$f":"IF(LOADPROFILE=0.1,Results_10PoE!C2382,IF(LOADPROFILE=0.5,Results_50PoE!C2382,\"Invalid Load Profile %\"))","v":0},82.994318181818187,55.32954545454546,27.66477272727273,0,0,109.18409700272613,0,0,0,0,0,2.4687039263429675E-2,3.4195596021032843E-3,7.6856806633955767E-5,false,1.7027112051014266E-2,0,0,0,0,0,0]
[2033,126,{"$f":"IF(LOADPROFILE=0.1,Results_10PoE!C2383,IF(LOADPROFILE=0.5,Results_50PoE!C2383,\"Invalid Load Profile %\"))","v":0},82.994318181818187,55.32954545454546,27.66477272727273,0,0,110.18409700272613,0,0,0,0,0,2.4687039263429675E-2,3.4195596021032843E-3,7.6856806633955767E-5,false,1.7027112051014266E-2,0,0,0,0,0,0]
[2033,127,{"$f":"IF(LOADPROFILE=0.1,Results_10PoE!C2384,IF(LOADPROFILE=0.5,Results_50PoE!C2384,\"Invalid Load Profile %\"))","v":0},82.994318181818187,55.32954545454546,27.66477272727273,0,0,111.18409700272613,0,0,0,0,0,2.4687039263429675E-2,3.4195596021032843E-3,7.6856806633955767E-5,false,1.7027112051014266E-2,0,0,0,0,0,0]
[2033,128,{"$f":"IF(LOADPROFILE=0.1,Results_10PoE!C2385,IF(LOADPROFILE=0.5,Results_50PoE!C2385,\"Invalid Load Profile %\"))","v":0},82.994318181818187,55.32954545454546,27.66477272727273,0,0,112.18409700272613,0,0,0,0,0,2.4687039263429675E-2,3.4195596021032843E-3,7.6856806633955767E-5,false,1.7027112051014266E-2,0,0,0,0,0,0]
[2033,129,{"$f":"IF(LOADPROFILE=0.1,Results_10PoE!C2386,IF(LOADPROFILE=0.5,Results_50PoE!C2386,\"Invalid Load Profile %\"))","v":0},82.994318181818187,55.32954545454546,27.66477272727273,0,0,113.18409700272613,0,0,0,0,0,2.4687039263429675E-2,3.4195596021032843E-3,7.6856806633955767E-5,false,1.7027112051014266E-2,0,0,0,0,0,0]
[2033,130,{"$f":"IF(LOADPROFILE=0.1,Results_10PoE!C2387,IF(LOADPROFILE=0.5,Results_50PoE!C2387,\"Invalid Load Profile %\"))","v":0},82.994318181818187,55.32954545454546,27.66477272727273,0,0,114.18409700272613,0,0,0,0,0,2.4687039263429675E-2,3.4195596021032843E-3,7.6856806633955767E-5,false,1.7027112051014266E-2,0,0,0,0,0,0]
[2033,131,{"$f":"IF(LOADPROFILE=0.1,Results_10PoE!C2388,IF(LOADPROFILE=0.5,Results_50PoE!C2388,\"Invalid Load Profile %\"))","v":0},82.994318181818187,55.32954545454546,27.66477272727273,0,0,115.18409700272613,0,0,0,0,0,2.4687039263429675E-2,3.4195596021032843E-3,7.6856806633955767E-5,false,1.7027112051014266E-2,0,0,0,0,0,0]
[2033,132,{"$f":"IF(LOADPROFILE=0.1,Results_10PoE!C2389,IF(LOADPROFILE=0.5,Results_50PoE!C2389,\"Invalid Load Profile %\"))","v":0},82.994318181818187,55.32954545454546,27.66477272727273,0,0,116.18409700272613,0,0,0,0,0,2.4687039263429675E-2,3.4195596021032843E-3,7.6856806633955767E-5,false,1.7027112051014266E-2,0,0,0,0,0,0]
[2033,133,{"$f":"IF(LOADPROFILE=0.1,Results_10PoE!C2390,IF(LOADPROFILE=0.5,Results_50PoE!C2390,\"Invalid Load Profile %\"))","v":0},82.994318181818187,55.32954545454546,27.66477272727273,0,0,117.18409700272613,0,0,0,0,0,2.4687039263429675E-2,3.4195596021032843E-3,7.6856806633955767E-5,false,1.7027112051014266E-2,0,0,0,0,0,0]
[2033,134,{"$f":"IF(LOADPROFILE=0.1,Results_10PoE!C2391,IF(LOADPROFILE=0.5,Results_50PoE!C2391,\"Invalid Load Profile %\"))","v":0},82.994318181818187,55.32954545454546,27.66477272727273,0,0,118.18409700272613,0,0,0,0,0,2.4687039263429675E-2,3.4195596021032843E-3,7.6856806633955767E-5,false,1.7027112051014266E-2,0,0,0,0,0,0]
[2033,135,{"$f":"IF(LOADPROFILE=0.1,Results_10PoE!C2392,IF(LOADPROFILE=0.5,Results_50PoE!C2392,\"Invalid Load Profile %\"))","v":0},82.994318181818187,55.32954545454546,27.66477272727273,0,0,119.18409700272613,0,0,0,0,0,2.4687039263429675E-2,3.4195596021032843E-3,7.6856806633955767E-5,false,1.7027112051014266E-2,0,0,0,0,0,0]
[2033,136,{"$f":"IF(LOADPROFILE=0.1,Results_10PoE!C2393,IF(LOADPROFILE=0.5,Results_50PoE!C2393,\"Invalid Load Profile %\"))","v":0},82.994318181818187,55.32954545454546,27.66477272727273,0,0,120.18409700272613,0,0,0,0,0,2.4687039263429675E-2,3.4195596021032843E-3,7.6856806633955767E-5,false,1.7027112051014266E-2,0,0,0,0,0,0]
[2033,137,{"$f":"IF(LOADPROFILE=0.1,Results_10PoE!C2394,IF(LOADPROFILE=0.5,Results_50PoE!C2394,\"Invalid Load Profile %\"))","v":0},82.994318181818187,55.32954545454546,27.66477272727273,0,0,121.18409700272613,0,0,0,0,0,2.4687039263429675E-2,3.4195596021032843E-3,7.6856806633955767E-5,false,1.7027112051014266E-2,0,0,0,0,0,0]
[2033,138,{"$f":"IF(LOADPROFILE=0.1,Results_10PoE!C2395,IF(LOADPROFILE=0.5,Results_50PoE!C2395,\"Invalid Load Profile %\"))","v":0},82.994318181818187,55.32954545454546,27.66477272727273,0,0,122.18409700272613,0,0,0,0,0,2.4687039263429675E-2,3.4195596021032843E-3,7.6856806633955767E-5,false,1.7027112051014266E-2,0,0,0,0,0,0]
[2033,139,{"$f":"IF(LOADPROFILE=0.1,Results_10PoE!C2396,IF(LOADPROFILE=0.5,Results_50PoE!C2396,\"Invalid Load Profile %\"))","v":0},82.994318181818187,55.32954545454546,27.66477272727273,0,0,123.18409700272613,0,0,0,0,0,2.4687039263429675E-2,3.4195596021032843E-3,7.6856806633955767E-5,false,1.7027112051014266E-2,0,0,0,0,0,0]
[2033,140,{"$f":"IF(LOADPROFILE=0.1,Results_10PoE!C2397,IF(LOADPROFILE=0.5,Results_50PoE!C2397,\"Invalid Load Profile %\"))","v":0},82.994318181818187,55.32954545454546,27.66477272727273,0,0,124.18409700272613,0,0,0,0,0,2.4687039263429675E-2,3.4195596021032843E-3,7.6856806633955767E-5,false,1.7027112051014266E-2,0,0,0,0,0,0]
[2033,141,{"$f":"IF(LOADPROFILE=0.1,Results_10PoE!C2398,IF(LOADPROFILE=0.5,Results_50PoE!C2398,\"Invalid Load Profile %\"))","v":0},82.994318181818187,55.32954545454546,27.66477272727273,0,0,125.18409700272613,0,0,0,0,0,2.4687039263429675E-2,3.4195596021032843E-3,7.6856806633955767E-5,false,1.7027112051014266E-2,0,0,0,0,0,0]
[2033,142,{"$f":"IF(LOADPROFILE=0.1,Results_10PoE!C2399,IF(LOADPROFILE=0.5,Results_50PoE!C2399,\"Invalid Load Profile %\"))","v":0},82.994318181818187,55.32954545454546,27.66477272727273,0,0,126.18409700272613,0,0,0,0,0,2.4687039263429675E-2,3.4195596021032843E-3,7.6856806633955767E-5,false,1.7027112051014266E-2,0,0,0,0,0,0]
[2033,143,{"$f":"IF(LOADPROFILE=0.1,Results_10PoE!C2400,IF(LOADPROFILE=0.5,Results_50PoE!C2400,\"Invalid Load Profile %\"))","v":0},82.994318181818187,55.32954545454546,27.66477272727273,0,0,127.18409700272613,0,0,0,0,0,2.4687039263429675E-2,3.4195596021032843E-3,7.6856806633955767E-5,false,1.7027112051014266E-2,0,0,0,0,0,0]
[2033,144,{"$f":"IF(LOADPROFILE=0.1,Results_10PoE!C2401,IF(LOADPROFILE=0.5,Results_50PoE!C2401,\"Invalid Load Profile %\"))","v":0},82.994318181818187,55.32954545454546,27.66477272727273,0,0,128.18409700272613,0,0,0,0,0,2.4687039263429675E-2,3.4195596021032843E-3,7.6856806633955767E-5,false,1.7027112051014266E-2,0,0,0,0,0,0]
[2033,145,{"$f":"IF(LOADPROFILE=0.1,Results_10PoE!C2402,IF(LOADPROFILE=0.5,Results_50PoE!C2402,\"Invalid Load Profile %\"))","v":0},82.994318181818187,55.32954545454546,27.66477272727273,0,0,129.18409700272613,0,0,0,0,0,2.4687039263429675E-2,3.4195596021032843E-3,7.6856806633955767E-5,false,1.7027112051014266E-2,0,0,0,0,0,0]
[2033,146,{"$f":"IF(LOADPROFILE=0.1,Results_10PoE!C2403,IF(LOADPROFILE=0.5,Results_50PoE!C2403,\"Invalid Load Profile %\"))","v":0},82.994318181818187,55.32954545454546,27.66477272727273,0,0,130.18409700272613,0,0,0,0,0,2.4687039263429675E-2,3.4195596021032843E-3,7.6856806633955767E-5,false,1.7027112051014266E-2,0,0,0,0,0,0]
[2033,147,{"$f":"IF(LOADPROFILE=0.1,Results_10PoE!C2404,IF(LOADPROFILE=0.5,Results_50PoE!C2404,\"Invalid Load Profile %\"))","v":0},82.994318181818187,55.32954545454546,27.66477272727273,0,0,131.18409700272613,0,0,0,0,0,2.4687039263429675E-2,3.4195596021032843E-3,7.6856806633955767E-5,false,1.7027112051014266E-2,0,0,0,0,0,0]
[2033,148,{"$f":"IF(LOADPROFILE=0.1,Results_10PoE!C2405,IF(LOADPROFILE=0.5,Results_50PoE!C2405,\"Invalid Load Profile %\"))","v":0},82.994318181818187,55.32954545454546,27.66477272727273,0,0,132.18409700272613,0,0,0,0,0,2.4687039263429675E-2,3.4195596021032843E-3,7.6856806633955767E-5,false,1.7027112051014266E-2,0,0,0,0,0,0]
[2033,149,{"$f":"IF(LOADPROFILE=0.1,Results_10PoE!C2406,IF(LOADPROFILE=0.5,Results_50PoE!C2406,\"Invalid Load Profile %\"))","v":0},82.994318181818187,55.32954545454546,27.66477272727273,0,0,133.18409700272613,0,0,0,0,0,2.4687039263429675E-2,3.4195596021032843E-3,7.6856806633955767E-5,false,1.7027112051014266E-2,0,0,0,0,0,0]
[2033,150,{"$f":"IF(LOADPROFILE=0.1,Results_10PoE!C2407,IF(LOADPROFILE=0.5,Results_50PoE!C2407,\"Invalid Load Profile %\"))","v":0},82.994318181818187,55.32954545454546,27.66477272727273,0,0,134.18409700272613,0,0,0,0,0,2.4687039263429675E-2,3.4195596021032843E-3,7.6856806633955767E-5,false,1.7027112051014266E-2,0,0,0,0,0,0]
[2034,1,{"$f":"IF(LOADPROFILE=0.1,Results_10PoE!C2408,IF(LOADPROFILE=0.5,Results_50PoE!C2408,\"Invalid Load Profile %\"))","v":8745},82.994318181818187,55.32954545454546,27.66477272727273,0,0,0,0,0,0,0,0,2.5943096505889676E-2,3.6017217616715453E-3,8.2033783817261115E-5,false,1.7666239420393241E-2,0,0,0,0,0,0]
[2034,2,{"$f":"IF(LOADPROFILE=0.1,Results_10PoE!C2409,IF(LOADPROFILE=0.5,Results_50PoE!C2409,\"Invalid Load Profile %\"))","v":8717},82.994318181818187,55.32954545454546,27.66477272727273,0,0,0,0,0,0,0,0,2.5943096505889676E-2,3.6017217616715453E-3,8.2033783817261115E-5,false,1.7666239420393241E-2,0,0,0,0,0,0]
[2034,3,{"$f":"IF(LOADPROFILE=0.1,Results_10PoE!C2410,IF(LOADPROFILE=0.5,Results_50PoE!C2410,\"Invalid Load Profile %\"))","v":8685},82.994318181818187,55.32954545454546,27.66477272727273,0,0,0,0,0,0,0,0,2.5943096505889676E-2,3.6017217616715453E-3,8.2033783817261115E-5,false,1.7666239420393241E-2,0,0,0,0,0,0]
[2034,4,{"$f":"IF(LOADPROFILE=0.1,Results_10PoE!C2411,IF(LOADPROFILE=0.5,Results_50PoE!C2411,\"Invalid Load Profile %\"))","v":8609},82.994318181818187,55.32954545454546,27.66477272727273,0,0,0,0,0,0,0,0,2.5943096505889676E-2,3.6017217616715453E-3,8.2033783817261115E-5,false,1.7666239420393241E-2,0,0,0,0,0,0]
[2034,5,{"$f":"IF(LOADPROFILE=0.1,Results_10PoE!C2412,IF(LOADPROFILE=0.5,Results_50PoE!C2412,\"Invalid Load Profile %\"))","v":8486},82.994318181818187,55.32954545454546,27.66477272727273,0,0,0,0,0,0,0,0,2.5943096505889676E-2,3.6017217616715453E-3,8.2033783817261115E-5,false,1.7666239420393241E-2,0,0,0,0,0,0]
[2034,6,{"$f":"IF(LOADPROFILE=0.1,Results_10PoE!C2413,IF(LOADPROFILE=0.5,Results_50PoE!C2413,\"Invalid Load Profile %\"))","v":8341},82.994318181818187,55.32954545454546,27.66477272727273,0,0,0,0,0,0,0,0,2.5943096505889676E-2,3.6017217616715453E-3,8.2033783817261115E-5,false,1.7666239420393241E-2,0,0,0,0,0,0]
[2034,7,{"$f":"IF(LOADPROFILE=0.1,Results_10PoE!C2414,IF(LOADPROFILE=0.5,Results_50PoE!C2414,\"Invalid Load Profile %\"))","v":8184},82.994318181818187,55.32954545454546,27.66477272727273,0,0,0,0,0,0,0,0,2.5943096505889676E-2,3.6017217616715453E-3,8.2033783817261115E-5,false,1.7666239420393241E-2,0,0,0,0,0,0]
[2034,8,{"$f":"IF(LOADPROFILE=0.1,Results_10PoE!C2415,IF(LOADPROFILE=0.5,Results_50PoE!C2415,\"Invalid Load Profile %\"))","v":7991},82.994318181818187,55.32954545454546,27.66477272727273,0,0,0,0,0,0,0,0,2.5943096505889676E-2,3.6017217616715453E-3,8.2033783817261115E-5,false,1.7666239420393241E-2,0,0,0,0,0,0]
[2034,9,{"$f":"IF(LOADPROFILE=0.1,Results_10PoE!C2416,IF(LOADPROFILE=0.5,Results_50PoE!C2416,\"Invalid Load Profile %\"))","v":7758},82.994318181818187,55.32954545454546,27.66477272727273,0,0,0,0,0,0,0,0,2.5943096505889676E-2,3.6017217616715453E-3,8.2033783817261115E-5,false,1.7666239420393241E-2,0,0,0,0,0,0]
[2034,10,{"$f":"IF(LOADPROFILE=0.1,Results_10PoE!C2417,IF(LOADPROFILE=0.5,Results_50PoE!C2417,\"Invalid Load Profile %\"))","v":7458},82.994318181818187,55.32954545454546,27.66477272727273,0,0,0,0,0,0,0,0,2.5943096505889676E-2,3.6017217616715453E-3,8.2033783817261115E-5,false,1.7666239420393241E-2,0,0,0,0,0,0]
[2034,11,{"$f":"IF(LOADPROFILE=0.1,Results_10PoE!C2418,IF(LOADPROFILE=0.5,Results_50PoE!C2418,\"Invalid Load Profile %\"))","v":7107},82.994318181818187,55.32954545454546,27.66477272727273,0,0,0,0,0,0,0,0,2.5943096505889676E-2,3.6017217616715453E-3,8.2033783817261115E-5,false,1.7666239420393241E-2,0,0,0,0,0,0]
[2034,12,{"$f":"IF(LOADPROFILE=0.1,Results_10PoE!C2419,IF(LOADPROFILE=0.5,Results_50PoE!C2419,\"Invalid Load Profile %\"))","v":6797},82.994318181818187,55.32954545454546,27.66477272727273,0,0,0,0,0,0,0,0,2.5943096505889676E-2,3.6017217616715453E-3,8.2033783817261115E-5,false,1.7666239420393241E-2,0,0,0,0,0,0]
[2034,13,{"$f":"IF(LOADPROFILE=0.1,Results_10PoE!C2420,IF(LOADPROFILE=0.5,Results_50PoE!C2420,\"Invalid Load Profile %\"))","v":6501},82.994318181818187,55.32954545454546,27.66477272727273,0,0,0,0,0,0,0,0,2.5943096505889676E-2,3.6017217616715453E-3,8.2033783817261115E-5,false,1.7666239420393241E-2,0,0,0,0,0,0]
[2034,14,{"$f":"IF(LOADPROFILE=0.1,Results_10PoE!C2421,IF(LOADPROFILE=0.5,Results_50PoE!C2421,\"Invalid Load Profile %\"))","v":6185},82.994318181818187,55.32954545454546,27.66477272727273,0,0,0,0,0,0,0,0,2.5943096505889676E-2,3.6017217616715453E-3,8.2033783817261115E-5,false,1.7666239420393241E-2,0,0,0,0,0,0]
[2034,15,{"$f":"IF(LOADPROFILE=0.1,Results_10PoE!C2422,IF(LOADPROFILE=0.5,Results_50PoE!C2422,\"Invalid Load Profile %\"))","v":5869},82.994318181818187,55.32954545454546,27.66477272727273,0,0,0,0,0,0,0,0,2.5943096505889676E-2,3.6017217616715453E-3,8.2033783817261115E-5,false,1.7666239420393241E-2,0,0,0,0,0,0]
[2034,16,{"$f":"IF(LOADPROFILE=0.1,Results_10PoE!C2423,IF(LOADPROFILE=0.5,Results_50PoE!C2423,\"Invalid Load Profile %\"))","v":5525},82.994318181818187,55.32954545454546,27.66477272727273,0,0,0.35841399536330698,0,0,0,126.54962294970683,126.54962294970683,2.5943096505889676E-2,3.6017217616715453E-3,8.2033783817261115E-5,false,1.7666239420393241E-2,0,0,0,3.2765229484154523,0,0]
[2034,17,{"$f":"IF(LOADPROFILE=0.1,Results_10PoE!C2424,IF(LOADPROFILE=0.5,Results_50PoE!C2424,\"Invalid Load Profile %\"))","v":5169},82.994318181818187,55.32954545454546,27.66477272727273,0,0,1.358413995363307,0,0,0,367.80759445858348,367.80759445858348,2.5943096505889676E-2,3.6017217616715453E-3,8.2033783817261115E-5,false,1.7666239420393241E-2,0,0,0,9.5229839153608076,0,0]
[2034,18,{"$f":"IF(LOADPROFILE=0.1,Results_10PoE!C2425,IF(LOADPROFILE=0.5,Results_50PoE!C2425,\"Invalid Load Profile %\"))","v":4896},82.994318181818187,55.32954545454546,27.66477272727273,0,0,2.358413995363307,0,0,0,556.70214969995743,556.70214969995743,2.5943096505889676E-2,3.6017217616715453E-3,8.2033783817261115E-5,false,1.7666239420393241E-2,0,0,0,14.41369264015141,0,0]
[2034,19,{"$f":"IF(LOADPROFILE=0.1,Results_10PoE!C2426,IF(LOADPROFILE=0.5,Results_50PoE!C2426,\"Invalid Load Profile %\"))","v":4658},82.994318181818187,55.32954545454546,27.66477272727273,0,0,3.358413995363307,0,0,0,739.45730459287608,739.45730459287608,2.5943096505889676E-2,3.6017217616715453E-3,8.2033783817261115E-5,false,1.7666239420393241E-2,0,0,0,19.145444857112526,0,0]
[2034,20,{"$f":"IF(LOADPROFILE=0.1,Results_10PoE!C2427,IF(LOADPROFILE=0.5,Results_50PoE!C2427,\"Invalid Load Profile %\"))","v":4436},82.994318181818187,55.32954545454546,27.66477272727273,0,0,4.358413995363307,0,0,0,648.40392843748134,648.40392843748134,2.5943096505889676E-2,3.6017217616715453E-3,8.2033783817261115E-5,false,1.7666239420393241E-2,0,0,0,16.787962712559473,0,0]
[2034,21,{"$f":"IF(LOADPROFILE=0.1,Results_10PoE!C2428,IF(LOADPROFILE=0.5,Results_50PoE!C2428,\"Invalid Load Profile %\"))","v":4286},82.994318181818187,55.32954545454546,27.66477272727273,0,0,5.358413995363307,0,0,0,791.86004600778494,791.86004600778494,2.5943096505889676E-2,3.6017217616715453E-3,8.2033783817261115E-5,false,1.7666239420393241E-2,0,0,0,20.502215274943531,0,0]
[2034,22,{"$f":"IF(LOADPROFILE=0.1,Results_10PoE!C2429,IF(LOADPROFILE=0.5,Results_50PoE!C2429,\"Invalid Load Profile %\"))","v":4137},82.994318181818187,55.32954545454546,27.66477272727273,0,0,6.358413995363307,0,0,0,990.08926483349751,990.08926483349751,2.5943096505889676E-2,3.6017217616715453E-3,8.2033783817261115E-5,false,1.7666239420393241E-2,0,0,0,25.634609741160467,0,0]
[2034,23,{"$f":"IF(LOADPROFILE=0.1,Results_10PoE!C2430,IF(LOADPROFILE=0.5,Results_50PoE!C2430,\"Invalid Load Profile %\"))","v":3980},82.994318181818187,55.32954545454546,27.66477272727273,0,0,7.358413995363307,0,0,0,831.9839867257831,831.9839867257831,2.5943096505889676E-2,3.6017217616715453E-3,8.2033783817261115E-5,false,1.7666239420393241E-2,0,0,0,21.541072677115558,0,0]
[2034,24,{"$f":"IF(LOADPROFILE=0.1,Results_10PoE!C2431,IF(LOADPROFILE=0.5,Results_50PoE!C2431,\"Invalid Load Profile %\"))","v":3866},82.994318181818187,55.32954545454546,27.66477272727273,0,0,8.358413995363307,0,0,0,978.20929073770833,978.20929073770833,2.5943096505889676E-2,3.6017217616715453E-3,8.2033783817261115E-5,false,1.7666239420393241E-2,0,0,0,25.327022829053245,0,0]
[2034,25,{"$f":"IF(LOADPROFILE=0.1,Results_10PoE!C2432,IF(LOADPROFILE=0.5,Results_50PoE!C2432,\"Invalid Load Profile %\"))","v":3748},82.994318181818187,55.32954545454546,27.66477272727273,0,0,9.358413995363307,0,0,0,983.8616140784153,983.8616140784153,2.5943096505889676E-2,3.6017217616715453E-3,8.2033783817261115E-5,false,1.7666239420393241E-2,0,0,0,25.47336832346101,0,0]
[2034,26,{"$f":"IF(LOADPROFILE=0.1,Results_10PoE!C2433,IF(LOADPROFILE=0.5,Results_50PoE!C2433,\"Invalid Load Profile %\"))","v":3642},82.994318181818187,55.32954545454546,27.66477272727273,0,0,10.358413995363307,0,0,0,1325.2837493968539,1325.2837493968539,2.5943096505889676E-2,3.6017217616715453E-3,8.2033783817261115E-5,false,1.7666239420393241E-2,0,0,0,34.313200757513009,0,0]
[2034,27,{"$f":"IF(LOADPROFILE=0.1,Results_10PoE!C2434,IF(LOADPROFILE=0.5,Results_50PoE!C2434,\"Invalid Load Profile %\"))","v":3513},82.994318181818187,55.32954545454546,27.66477272727273,0,0,11.358413995363307,0,0,0,1509.5530855569943,1509.5530855569943,2.5943096505889676E-2,3.6017217616715453E-3,8.2033783817261115E-5,false,1.7666239420393241E-2,0,0,0,39.084156960661304,0,0]
[2034,28,{"$f":"IF(LOADPROFILE=0.1,Results_10PoE!C2435,IF(LOADPROFILE=0.5,Results_50PoE!C2435,\"Invalid Load Profile %\"))","v":3379},82.994318181818187,55.32954545454546,27.66477272727273,0,0,12.358413995363307,0,0,0,1372.7980706529518,1372.7980706529518,2.5943096505889676E-2,3.6017217616715453E-3,8.2033783817261115E-5,false,1.7666239420393241E-2,0,0,0,35.543404059152714,0,0]
[2034,29,{"$f":"IF(LOADPROFILE=0.1,Results_10PoE!C2436,IF(LOADPROFILE=0.5,Results_50PoE!C2436,\"Invalid Load Profile %\"))","v":3267},82.994318181818187,55.32954545454546,27.66477272727273,0,0,13.358413995363307,0,0,0,1510.3779889523773,1510.3779889523773,2.5943096505889676E-2,3.6017217616715453E-3,8.2033783817261115E-5,false,1.7666239420393241E-2,0,0,0,39.105514708256273,0,0]
[2034,30,{"$f":"IF(LOADPROFILE=0.1,Results_10PoE!C2437,IF(LOADPROFILE=0.5,Results_50PoE!C2437,\"Invalid Load Profile %\"))","v":3153},82.994318181818187,55.32954545454546,27.66477272727273,0,0,14.358413995363307,0,0,0,1580.7214545167185,1580.7214545167185,2.5943096505889676E-2,3.6017217616715453E-3,8.2033783817261115E-5,false,1.7666239420393241E-2,0,0,0,40.926792194671492,0,0]
[2034,31,{"$f":"IF(LOADPROFILE=0.1,Results_10PoE!C2438,IF(LOADPROFILE=0.5,Results_50PoE!C2438,\"Invalid Load Profile %\"))","v":3042},82.994318181818187,55.32954545454546,27.66477272727273,0,0,15.358413995363307,0,0,0,1904.0672401621807,1904.0672401621807,2.5943096505889676E-2,3.6017217616715453E-3,8.2033783817261115E-5,false,1.7666239420393241E-2,0,0,0,49.298606051136524,0,0]
[2034,32,{"$f":"IF(LOADPROFILE=0.1,Results_10PoE!C2439,IF(LOADPROFILE=0.5,Results_50PoE!C2439,\"Invalid Load Profile %\"))","v":2917},82.994318181818187,55.32954545454546,27.66477272727273,0,0,16.358413995363307,0,0,0,1914.4723581381545,1914.4723581381545,2.5943096505889676E-2,3.6017217616715453E-3,8.2033783817261115E-5,false,1.7666239420393241E-2,0,0,0,49.568007152732832,0,0]
[2034,33,{"$f":"IF(LOADPROFILE=0.1,Results_10PoE!C2440,IF(LOADPROFILE=0.5,Results_50PoE!C2440,\"Invalid Load Profile %\"))","v":2799},82.994318181818187,55.32954545454546,27.66477272727273,0,0,17.358413995363307,0,0,0,2358.6120177471171,2358.6120177471171,2.5943096505889676E-2,3.6017217616715453E-3,8.2033783817261115E-5,false,1.7666239420393241E-2,0,0,0,61.067320648028911,0,0]
[2034,34,{"$f":"IF(LOADPROFILE=0.1,Results_10PoE!C2441,IF(LOADPROFILE=0.5,Results_50PoE!C2441,\"Invalid Load Profile %\"))","v":2662},{"$f":"VLOOKUP($A2470,$Q$4:$AB$26,6,FALSE)","v":82.994318181818187},{"$f":"VLOOKUP($A2470,$Q$4:$AB$26,7,FALSE)","v":55.32954545454546},{"$f":"VLOOKUP($A2470,$Q$4:$AB$26,9,FALSE)","v":27.66477272727273},{"$f":"VLOOKUP($A2470,$Q$4:$AB$26,10,FALSE)","v":0},{"$f":"VLOOKUP($A2470,$Q$4:$AB$26,11,FALSE)","v":0},{"$f":"IF(B2470-VLOOKUP(A2470,$Q$4:$AB$26,12,FALSE)<0,0,B2470-VLOOKUP(A2470,$Q$4:$AB$26,12,FALSE))","v":18.358413995363307},{"$f":"IF(B2470=150,0,IF(IF($I2470>D2470,($I2470-D2470)*($C2470-$C2471),0)<0,0,IF($I2470>D2470,($I2470-D2470)*($C2470-$C2471),0)))*$Y$30","v":0},{"$f":"IF(C2470=150,0,IF(IF($I2470>E2470,($I2470-E2470)*($C2470-$C2471),0)<0,0,IF($I2470>E2470,($I2470-E2470)*($C2470-$C2471),0)))*$Y$30","v":0},{"$f":"IF(D2470=150,0,IF(IF($I2470>F2470,($I2470-F2470)*($C2470-$C2471),0)<0,0,IF($I2470>F2470,($I2470-F2470)*($C2470-$C2471),0)))*$Y$30","v":0},{"$f":"IF(E2470=150,0,IF(IF($I2470>G2470,($I2470-G2470)*($C2470-$C2471),0)<0,0,IF($I2470>G2470,($I2470-G2470)*($C2470-$C2471),0)))*$Y$30","v":2203.1619756235605},{"$f":"IF(F2470=150,0,IF(IF($I2470>H2470,($I2470-H2470)*($C2470-$C2471),0)<0,0,IF($I2470>H2470,($I2470-H2470)*($C2470-$C2471),0)))*$Y$30","v":2203.1619756235605},{"$f":"VLOOKUP($A2470, $Q$4:$BB$26,33,FALSE)","v":2.5943096505889676E-2},{"$f":"VLOOKUP($A2470, $Q$4:$BB$26,34,FALSE)","v":3.6017217616715453E-3},{"$f":"VLOOKUP($A2470, $Q$4:$BB$26,35,FALSE)","v":8.2033783817261115E-5},{"$f":"VLOOKUP($A2470, $Q$4:$BB$26,36,FALSE)","v":false},{"$f":"VLOOKUP($A2470, $Q$4:$BB$26,37,FALSE)","v":1.7666239420393241E-2},{"$f":"J2470*1000*($S$34/365)","v":0},{"$f":"O2470*K2470*1000*($T$34/365)","v":0},{"$f":"P2470*L2470*1000*($U$34/365)","v":0},{"$f":"Q2470*M2470*1000*($V$34/365)","v":57.0425308582371},{"$f":"R2470*N2470*1000*($W$34/365)","v":0},{"$f":"S2470*K2470*1000*($X$34/365)","v":0}]
[2034,35,{"$f":"IF(LOADPROFILE=0.1,Results_10PoE!C2442,IF(LOADPROFILE=0.5,Results_50PoE!C2442,\"Invalid Load Profile %\"))","v":2541},82.994318181818187,55.32954545454546,27.66477272727273,0,0,19.358413995363307,0,0,0,2284.7707627219093,2284.7707627219093,2.5943096505889676E-2,3.6017217616715453E-3,8.2033783817261115E-5,false,1.7666239420393241E-2,0,0,0,59.155481157791598,0,0]
[2034,36,{"$f":"IF(LOADPROFILE=0.1,Results_10PoE!C2443,IF(LOADPROFILE=0.5,Results_50PoE!C2443,\"Invalid Load Profile %\"))","v":2422},82.994318181818187,55.32954545454546,27.66477272727273,0,0,20.358413995363307,0,0,0,2826.8181767573969,2826.8181767573969,2.5943096505889676E-2,3.6017217616715453E-3,8.2033783817261115E-5,false,1.7666239420393241E-2,0,0,0,73.189744949492948,0,0]
[2034,37,{"$f":"IF(LOADPROFILE=0.1,Results_10PoE!C2444,IF(LOADPROFILE=0.5,Results_50PoE!C2444,\"Invalid Load Profile %\"))","v":2282},82.994318181818187,55.32954545454546,27.66477272727273,0,0,21.358413995363307,0,0,0,3071.5875628237104,3071.5875628237104,2.5943096505889676E-2,3.6017217616715453E-3,8.2033783817261115E-5,false,1.7666239420393241E-2,0,0,0,79.527120690506123,0,0]
[2034,38,{"$f":"IF(LOADPROFILE=0.1,Results_10PoE!C2445,IF(LOADPROFILE=0.5,Results_50PoE!C2445,\"Invalid Load Profile %\"))","v":2137},82.994318181818187,55.32954545454546,27.66477272727273,0,0,22.358413995363307,0,0,0,3392.8004896554135,3392.8004896554135,2.5943096505889676E-2,3.6017217616715453E-3,8.2033783817261115E-5,false,1.7666239420393241E-2,0,0,0,87.843712250087748,0,0]
[2034,39,{"$f":"IF(LOADPROFILE=0.1,Results_10PoE!C2446,IF(LOADPROFILE=0.5,Results_50PoE!C2446,\"Invalid Load Profile %\"))","v":1984},82.994318181818187,55.32954545454546,27.66477272727273,0,0,23.358413995363307,0,0,0,4007.8859303868071,4007.8859303868071,2.5943096505889676E-2,3.6017217616715453E-3,8.2033783817261115E-5,false,1.7666239420393241E-2,0,0,0,103.7690189781337,0,0]
[2034,40,{"$f":"IF(LOADPROFILE=0.1,Results_10PoE!C2447,IF(LOADPROFILE=0.5,Results_50PoE!C2447,\"Invalid Load Profile %\"))","v":1811},82.994318181818187,55.32954545454546,27.66477272727273,0,0,24.358413995363307,0,0,0,5242.4541300159008,5242.4541300159008,2.5943096505889676E-2,3.6017217616715453E-3,8.2033783817261115E-5,false,1.7666239420393241E-2,0,0,0,135.73348432526689,0,0]
[2034,41,{"$f":"IF(LOADPROFILE=0.1,Results_10PoE!C2448,IF(LOADPROFILE=0.5,Results_50PoE!C2448,\"Invalid Load Profile %\"))","v":1594},82.994318181818187,55.32954545454546,27.66477272727273,0,0,25.358413995363307,0,0,0,5507.9767768054289,5507.9767768054289,2.5943096505889676E-2,3.6017217616715453E-3,8.2033783817261115E-5,false,1.7666239420393241E-2,0,0,0,142.60818711182239,0,0]
[2034,42,{"$f":"IF(LOADPROFILE=0.1,Results_10PoE!C2449,IF(LOADPROFILE=0.5,Results_50PoE!C2449,\"Invalid Load Profile %\"))","v":1375},82.994318181818187,55.32954545454546,27.66477272727273,0,0,26.358413995363307,0,0,0,5751.3242569959039,5751.3242569959039,2.5943096505889676E-2,3.6017217616715453E-3,8.2033783817261115E-5,false,1.7666239420393241E-2,0,0,0,148.90874798824669,0,0]
[2034,43,{"$f":"IF(LOADPROFILE=0.1,Results_10PoE!C2450,IF(LOADPROFILE=0.5,Results_50PoE!C2450,\"Invalid Load Profile %\"))","v":1155},82.994318181818187,55.32954545454546,27.66477272727273,0,0,27.358413995363307,0,0,0,5589.6425391325101,5589.6425391325101,2.5943096505889676E-2,3.6017217616715453E-3,8.2033783817261115E-5,false,1.7666239420393241E-2,0,0,0,144.72261256902718,0,0]
[2034,44,{"$f":"IF(LOADPROFILE=0.1,Results_10PoE!C2451,IF(LOADPROFILE=0.5,Results_50PoE!C2451,\"Invalid Load Profile %\"))","v":949},82.994318181818187,55.32954545454546,27.66477272727273,0,0,28.358413995363307,0,0,109.38504397536542,4472.0325976184149,4472.0325976184149,2.5943096505889676E-2,3.6017217616715453E-3,8.2033783817261115E-5,false,1.7666239420393241E-2,0,0,155.43103296820834,115.78633812272967,0,0]
[2034,45,{"$f":"IF(LOADPROFILE=0.1,Results_10PoE!C2452,IF(LOADPROFILE=0.5,Results_50PoE!C2452,\"Invalid Load Profile %\"))","v":790},82.994318181818187,55.32954545454546,27.66477272727273,0,0,29.358413995363307,0,0,216.68908492294696,3756.1955907088168,3756.1955907088168,2.5943096505889676E-2,3.6017217616715453E-3,8.2033783817261115E-5,false,1.7666239420393241E-2,0,0,307.9050579354759,97.252451369100569,0,0]
[2034,46,{"$f":"IF(LOADPROFILE=0.1,Results_10PoE!C2453,IF(LOADPROFILE=0.5,Results_50PoE!C2453,\"Invalid Load Profile %\"))","v":661},82.994318181818187,55.32954545454546,27.66477272727273,0,0,30.358413995363307,0,0,304.55834673711422,3432.4943285943946,3432.4943285943946,2.5943096505889676E-2,3.6017217616715453E-3,8.2033783817261115E-5,false,1.7666239420393241E-2,0,0,432.76317046689104,88.871433796488304,0,0]
[2034,47,{"$f":"IF(LOADPROFILE=0.1,Results_10PoE!C2454,IF(LOADPROFILE=0.5,Results_50PoE!C2454,\"Invalid Load Profile %\"))","v":547},82.994318181818187,55.32954545454546,27.66477272727273,0,0,31.358413995363307,0,0,318.71306314398731,2705.8221019298066,2705.8221019298066,2.5943096505889676E-2,3.6017217616715453E-3,8.2033783817261115E-5,false,1.7666239420393241E-2,0,0,452.87636064842815,70.057010085491427,0,0]
[2034,48,{"$f":"IF(LOADPROFILE=0.1,Results_10PoE!C2455,IF(LOADPROFILE=0.5,Results_50PoE!C2455,\"Invalid Load Profile %\"))","v":460},82.994318181818187,55.32954545454546,27.66477272727273,0,0,32.358413995363307,0,0,423.62071012237504,2920.4818886224848,2920.4818886224848,2.5943096505889676E-2,3.6017217616715453E-3,8.2033783817261115E-5,false,1.7666239420393241E-2,0,0,601.94522183375807,75.614811845833657,0,0]
[2034,49,{"$f":"IF(LOADPROFILE=0.1,Results_10PoE!C2456,IF(LOADPROFILE=0.5,Results_50PoE!C2456,\"Invalid Load Profile %\"))","v":369},82.994318181818187,55.32954545454546,27.66477272727273,0,0,33.358413995363307,0,0,383.99441801603484,2249.7807931589741,2249.7807931589741,2.5943096505889676E-2,3.6017217616715453E-3,8.2033783817261115E-5,false,1.7666239420393241E-2,0,0,545.63811355874077,58.249548484385862,0,0]
[2034,50,{"$f":"IF(LOADPROFILE=0.1,Results_10PoE!C2457,IF(LOADPROFILE=0.5,Results_50PoE!C2457,\"Invalid Load Profile %\"))","v":301},82.994318181818187,55.32954545454546,27.66477272727273,0,0,34.358413995363307,0,0,504.54734325878474,2589.8379978303051,2589.8379978303051,2.5943096505889676E-2,3.6017217616715453E-3,8.2033783817261115E-5,false,1.7666239420393241E-2,0,0,716.93818363084063,67.054041211499182,0,0]
[2034,51,{"$f":"IF(LOADPROFILE=0.1,Results_10PoE!C2458,IF(LOADPROFILE=0.5,Results_50PoE!C2458,\"Invalid Load Profile %\"))","v":225},82.994318181818187,55.32954545454546,27.66477272727273,0,0,35.358413995363307,0,0,419.68217110462149,1928.7740921761165,1928.7740921761165,2.5943096505889676E-2,3.6017217616715453E-3,8.2033783817261115E-5,false,1.7666239420393241E-2,0,0,596.34874204395328,49.938296361702974,0,0]
[2034,52,{"$f":"IF(LOADPROFILE=0.1,Results_10PoE!C2459,IF(LOADPROFILE=0.5,Results_50PoE!C2459,\"Invalid Load Profile %\"))","v":170},82.994318181818187,55.32954545454546,27.66477272727273,0,0,36.358413995363307,0,0,336.27317201390025,1406.3565342282332,1406.3565342282332,2.5943096505889676E-2,3.6017217616715453E-3,8.2033783817261115E-5,false,1.7666239420393241E-2,0,0,477.82845429387618,36.412273309452033,0,0]
[2034,53,{"$f":"IF(LOADPROFILE=0.1,Results_10PoE!C2460,IF(LOADPROFILE=0.5,Results_50PoE!C2460,\"Invalid Load Profile %\"))","v":131},82.994318181818187,55.32954545454546,27.66477272727273,0,0,37.358413995363307,0,0,490.32384926381741,1889.6636306210219,1889.6636306210219,2.5943096505889676E-2,3.6017217616715453E-3,8.2033783817261115E-5,false,1.7666239420393241E-2,0,0,696.7272637124579,48.925679162050663,0,0]
[2034,54,{"$f":"IF(LOADPROFILE=0.1,Results_10PoE!C2461,IF(LOADPROFILE=0.5,Results_50PoE!C2461,\"Invalid Load Profile %\"))","v":80},82.994318181818187,55.32954545454546,27.66477272727273,0,0,38.358413995363307,0,0,392.42189712677089,1407.6291894839583,1407.6291894839583,2.5943096505889676E-2,3.6017217616715453E-3,8.2033783817261115E-5,false,1.7666239420393241E-2,0,0,557.61316733112585,36.44522389479247,0,0]
[2034,55,{"$f":"IF(LOADPROFILE=0.1,Results_10PoE!C2462,IF(LOADPROFILE=0.5,Results_50PoE!C2462,\"Invalid Load Profile %\"))","v":43},82.994318181818187,55.32954545454546,27.66477272727273,0,0,39.358413995363307,0,0,139.17361579757957,468.43003494045121,468.43003494045121,2.5943096505889676E-2,3.6017217616715453E-3,8.2033783817261115E-5,false,1.7666239420393241E-2,0,0,197.75920070215511,12.128220720336776,0,0]
[2034,56,{"$f":"IF(LOADPROFILE=0.1,Results_10PoE!C2463,IF(LOADPROFILE=0.5,Results_50PoE!C2463,\"Invalid Load Profile %\"))","v":31},82.994318181818187,55.32954545454546,27.66477272727273,0,0,40.358413995363307,0,0,188.84408119931203,600.41460512790161,600.41460512790161,2.5943096505889676E-2,3.6017217616715453E-3,8.2033783817261115E-5,false,1.7666239420393241E-2,0,0,268.3386095941205,15.54546103268283,0,0]
[2034,57,{"$f":"IF(LOADPROFILE=0.1,Results_10PoE!C2464,IF(LOADPROFILE=0.5,Results_50PoE!C2464,\"Invalid Load Profile %\"))","v":16},82.994318181818187,55.32954545454546,27.66477272727273,0,0,41.358413995363307,0,0,67.907047550549876,205.09722219341307,205.09722219341307,2.5943096505889676E-2,3.6017217616715453E-3,8.2033783817261115E-5,false,1.7666239420393241E-2,0,0,96.49273943684905,5.3102153883148961,0,0]
[2034,58,{"$f":"IF(LOADPROFILE=0.1,Results_10PoE!C2465,IF(LOADPROFILE=0.5,Results_50PoE!C2465,\"Invalid Load Profile %\"))","v":11},82.994318181818187,55.32954545454546,27.66477272727273,0,0,42.358413995363307,0,0,72.866068034662405,210.0562426775256,210.0562426775256,2.5943096505889676E-2,3.6017217616715453E-3,8.2033783817261115E-5,false,1.7666239420393241E-2,0,0,103.53927567565792,5.4386104324021813,0,0]
[2034,59,{"$f":"IF(LOADPROFILE=0.1,Results_10PoE!C2466,IF(LOADPROFILE=0.5,Results_50PoE!C2466,\"Invalid Load Profile %\"))","v":6},82.994318181818187,55.32954545454546,27.66477272727273,0,0,43.358413995363307,0,0,46.695053111264968,129.00915789698286,129.00915789698286,2.5943096505889676E-2,3.6017217616715453E-3,8.2033783817261115E-5,false,1.7666239420393241E-2,0,0,66.351487148680093,3.3402032858936797,0,0]
[2034,60,{"$f":"IF(LOADPROFILE=0.1,Results_10PoE!C2467,IF(LOADPROFILE=0.5,Results_50PoE!C2467,\"Invalid Load Profile %\"))","v":3},82.994318181818187,55.32954545454546,27.66477272727273,0,0,44.358413995363307,0,0,49.670465401732486,131.98457018745037,131.98457018745037,2.5943096505889676E-2,3.6017217616715453E-3,8.2033783817261115E-5,false,1.7666239420393241E-2,0,0,70.579408891965414,3.4172403123460509,0,0]
[2034,61,{"$f":"IF(LOADPROFILE=0.1,Results_10PoE!C2468,IF(LOADPROFILE=0.5,Results_50PoE!C2468,\"Invalid Load Profile %\"))","v":0},82.994318181818187,55.32954545454546,27.66477272727273,0,0,45.358413995363307,0,0,0,0,0,2.5943096505889676E-2,3.6017217616715453E-3,8.2033783817261115E-5,false,1.7666239420393241E-2,0,0,0,0,0,0]
[2034,62,{"$f":"IF(LOADPROFILE=0.1,Results_10PoE!C2469,IF(LOADPROFILE=0.5,Results_50PoE!C2469,\"Invalid Load Profile %\"))","v":0},82.994318181818187,55.32954545454546,27.66477272727273,0,0,46.358413995363307,0,0,0,0,0,2.5943096505889676E-2,3.6017217616715453E-3,8.2033783817261115E-5,false,1.7666239420393241E-2,0,0,0,0,0,0]
[2034,63,{"$f":"IF(LOADPROFILE=0.1,Results_10PoE!C2470,IF(LOADPROFILE=0.5,Results_50PoE!C2470,\"Invalid Load Profile %\"))","v":0},82.994318181818187,55.32954545454546,27.66477272727273,0,0,47.358413995363307,0,0,0,0,0,2.5943096505889676E-2,3.6017217616715453E-3,8.2033783817261115E-5,false,1.7666239420393241E-2,0,0,0,0,0,0]
[2034,64,{"$f":"IF(LOADPROFILE=0.1,Results_10PoE!C2471,IF(LOADPROFILE=0.5,Results_50PoE!C2471,\"Invalid Load Profile %\"))","v":0},82.994318181818187,55.32954545454546,27.66477272727273,0,0,48.358413995363307,0,0,0,0,0,2.5943096505889676E-2,3.6017217616715453E-3,8.2033783817261115E-5,false,1.7666239420393241E-2,0,0,0,0,0,0]
[2034,65,{"$f":"IF(LOADPROFILE=0.1,Results_10PoE!C2472,IF(LOADPROFILE=0.5,Results_50PoE!C2472,\"Invalid Load Profile %\"))","v":0},82.994318181818187,55.32954545454546,27.66477272727273,0,0,49.358413995363307,0,0,0,0,0,2.5943096505889676E-2,3.6017217616715453E-3,8.2033783817261115E-5,false,1.7666239420393241E-2,0,0,0,0,0,0]
[2034,66,{"$f":"IF(LOADPROFILE=0.1,Results_10PoE!C2473,IF(LOADPROFILE=0.5,Results_50PoE!C2473,\"Invalid Load Profile %\"))","v":0},82.994318181818187,55.32954545454546,27.66477272727273,0,0,50.358413995363307,0,0,0,0,0,2.5943096505889676E-2,3.6017217616715453E-3,8.2033783817261115E-5,false,1.7666239420393241E-2,0,0,0,0,0,0]
[2034,67,{"$f":"IF(LOADPROFILE=0.1,Results_10PoE!C2474,IF(LOADPROFILE=0.5,Results_50PoE!C2474,\"Invalid Load Profile %\"))","v":0},82.994318181818187,55.32954545454546,27.66477272727273,0,0,51.358413995363307,0,0,0,0,0,2.5943096505889676E-2,3.6017217616715453E-3,8.2033783817261115E-5,false,1.7666239420393241E-2,0,0,0,0,0,0]
[2034,68,{"$f":"IF(LOADPROFILE=0.1,Results_10PoE!C2475,IF(LOADPROFILE=0.5,Results_50PoE!C2475,\"Invalid Load Profile %\"))","v":0},82.994318181818187,55.32954545454546,27.66477272727273,0,0,52.358413995363307,0,0,0,0,0,2.5943096505889676E-2,3.6017217616715453E-3,8.2033783817261115E-5,false,1.7666239420393241E-2,0,0,0,0,0,0]
[2034,69,{"$f":"IF(LOADPROFILE=0.1,Results_10PoE!C2476,IF(LOADPROFILE=0.5,Results_50PoE!C2476,\"Invalid Load Profile %\"))","v":0},82.994318181818187,55.32954545454546,27.66477272727273,0,0,53.358413995363307,0,0,0,0,0,2.5943096505889676E-2,3.6017217616715453E-3,8.2033783817261115E-5,false,1.7666239420393241E-2,0,0,0,0,0,0]
[2034,70,{"$f":"IF(LOADPROFILE=0.1,Results_10PoE!C2477,IF(LOADPROFILE=0.5,Results_50PoE!C2477,\"Invalid Load Profile %\"))","v":0},82.994318181818187,55.32954545454546,27.66477272727273,0,0,54.358413995363307,0,0,0,0,0,2.5943096505889676E-2,3.6017217616715453E-3,8.2033783817261115E-5,false,1.7666239420393241E-2,0,0,0,0,0,0]
[2034,71,{"$f":"IF(LOADPROFILE=0.1,Results_10PoE!C2478,IF(LOADPROFILE=0.5,Results_50PoE!C2478,\"Invalid Load Profile %\"))","v":0},82.994318181818187,55.32954545454546,27.66477272727273,0,0,55.358413995363307,0,0,0,0,0,2.5943096505889676E-2,3.6017217616715453E-3,8.2033783817261115E-5,false,1.7666239420393241E-2,0,0,0,0,0,0]
[2034,72,{"$f":"IF(LOADPROFILE=0.1,Results_10PoE!C2479,IF(LOADPROFILE=0.5,Results_50PoE!C2479,\"Invalid Load Profile %\"))","v":0},82.994318181818187,55.32954545454546,27.66477272727273,0,0,56.358413995363307,0,0,0,0,0,2.5943096505889676E-2,3.6017217616715453E-3,8.2033783817261115E-5,false,1.7666239420393241E-2,0,0,0,0,0,0]
[2034,73,{"$f":"IF(LOADPROFILE=0.1,Results_10PoE!C2480,IF(LOADPROFILE=0.5,Results_50PoE!C2480,\"Invalid Load Profile %\"))","v":0},82.994318181818187,55.32954545454546,27.66477272727273,0,0,57.358413995363307,0,0,0,0,0,2.5943096505889676E-2,3.6017217616715453E-3,8.2033783817261115E-5,false,1.7666239420393241E-2,0,0,0,0,0,0]
[2034,74,{"$f":"IF(LOADPROFILE=0.1,Results_10PoE!C2481,IF(LOADPROFILE=0.5,Results_50PoE!C2481,\"Invalid Load Profile %\"))","v":0},82.994318181818187,55.32954545454546,27.66477272727273,0,0,58.358413995363307,0,0,0,0,0,2.5943096505889676E-2,3.6017217616715453E-3,8.2033783817261115E-5,false,1.7666239420393241E-2,0,0,0,0,0,0]
[2034,75,{"$f":"IF(LOADPROFILE=0.1,Results_10PoE!C2482,IF(LOADPROFILE=0.5,Results_50PoE!C2482,\"Invalid Load Profile %\"))","v":0},82.994318181818187,55.32954545454546,27.66477272727273,0,0,59.358413995363307,0,0,0,0,0,2.5943096505889676E-2,3.6017217616715453E-3,8.2033783817261115E-5,false,1.7666239420393241E-2,0,0,0,0,0,0]
[2034,76,{"$f":"IF(LOADPROFILE=0.1,Results_10PoE!C2483,IF(LOADPROFILE=0.5,Results_50PoE!C2483,\"Invalid Load Profile %\"))","v":0},82.994318181818187,55.32954545454546,27.66477272727273,0,0,60.358413995363307,0,0,0,0,0,2.5943096505889676E-2,3.6017217616715453E-3,8.2033783817261115E-5,false,1.7666239420393241E-2,0,0,0,0,0,0]
[2034,77,{"$f":"IF(LOADPROFILE=0.1,Results_10PoE!C2484,IF(LOADPROFILE=0.5,Results_50PoE!C2484,\"Invalid Load Profile %\"))","v":0},82.994318181818187,55.32954545454546,27.66477272727273,0,0,61.358413995363307,0,0,0,0,0,2.5943096505889676E-2,3.6017217616715453E-3,8.2033783817261115E-5,false,1.7666239420393241E-2,0,0,0,0,0,0]
[2034,78,{"$f":"IF(LOADPROFILE=0.1,Results_10PoE!C2485,IF(LOADPROFILE=0.5,Results_50PoE!C2485,\"Invalid Load Profile %\"))","v":0},82.994318181818187,55.32954545454546,27.66477272727273,0,0,62.358413995363307,0,0,0,0,0,2.5943096505889676E-2,3.6017217616715453E-3,8.2033783817261115E-5,false,1.7666239420393241E-2,0,0,0,0,0,0]
[2034,79,{"$f":"IF(LOADPROFILE=0.1,Results_10PoE!C2486,IF(LOADPROFILE=0.5,Results_50PoE!C2486,\"Invalid Load Profile %\"))","v":0},82.994318181818187,55.32954545454546,27.66477272727273,0,0,63.358413995363307,0,0,0,0,0,2.5943096505889676E-2,3.6017217616715453E-3,8.2033783817261115E-5,false,1.7666239420393241E-2,0,0,0,0,0,0]
[2034,80,{"$f":"IF(LOADPROFILE=0.1,Results_10PoE!C2487,IF(LOADPROFILE=0.5,Results_50PoE!C2487,\"Invalid Load Profile %\"))","v":0},82.994318181818187,55.32954545454546,27.66477272727273,0,0,64.358413995363307,0,0,0,0,0,2.5943096505889676E-2,3.6017217616715453E-3,8.2033783817261115E-5,false,1.7666239420393241E-2,0,0,0,0,0,0]
[2034,81,{"$f":"IF(LOADPROFILE=0.1,Results_10PoE!C2488,IF(LOADPROFILE=0.5,Results_50PoE!C2488,\"Invalid Load Profile %\"))","v":0},82.994318181818187,55.32954545454546,27.66477272727273,0,0,65.358413995363307,0,0,0,0,0,2.5943096505889676E-2,3.6017217616715453E-3,8.2033783817261115E-5,false,1.7666239420393241E-2,0,0,0,0,0,0]
[2034,82,{"$f":"IF(LOADPROFILE=0.1,Results_10PoE!C2489,IF(LOADPROFILE=0.5,Results_50PoE!C2489,\"Invalid Load Profile %\"))","v":0},82.994318181818187,55.32954545454546,27.66477272727273,0,0,66.358413995363307,0,0,0,0,0,2.5943096505889676E-2,3.6017217616715453E-3,8.2033783817261115E-5,false,1.7666239420393241E-2,0,0,0,0,0,0]
[2034,83,{"$f":"IF(LOADPROFILE=0.1,Results_10PoE!C2490,IF(LOADPROFILE=0.5,Results_50PoE!C2490,\"Invalid Load Profile %\"))","v":0},82.994318181818187,55.32954545454546,27.66477272727273,0,0,67.358413995363307,0,0,0,0,0,2.5943096505889676E-2,3.6017217616715453E-3,8.2033783817261115E-5,false,1.7666239420393241E-2,0,0,0,0,0,0]
[2034,84,{"$f":"IF(LOADPROFILE=0.1,Results_10PoE!C2491,IF(LOADPROFILE=0.5,Results_50PoE!C2491,\"Invalid Load Profile %\"))","v":0},82.994318181818187,55.32954545454546,27.66477272727273,0,0,68.358413995363307,0,0,0,0,0,2.5943096505889676E-2,3.6017217616715453E-3,8.2033783817261115E-5,false,1.7666239420393241E-2,0,0,0,0,0,0]
[2034,85,{"$f":"IF(LOADPROFILE=0.1,Results_10PoE!C2492,IF(LOADPROFILE=0.5,Results_50PoE!C2492,\"Invalid Load Profile %\"))","v":0},82.994318181818187,55.32954545454546,27.66477272727273,0,0,69.358413995363307,0,0,0,0,0,2.5943096505889676E-2,3.6017217616715453E-3,8.2033783817261115E-5,false,1.7666239420393241E-2,0,0,0,0,0,0]
[2034,86,{"$f":"IF(LOADPROFILE=0.1,Results_10PoE!C2493,IF(LOADPROFILE=0.5,Results_50PoE!C2493,\"Invalid Load Profile %\"))","v":0},82.994318181818187,55.32954545454546,27.66477272727273,0,0,70.358413995363307,0,0,0,0,0,2.5943096505889676E-2,3.6017217616715453E-3,8.2033783817261115E-5,false,1.7666239420393241E-2,0,0,0,0,0,0]
[2034,87,{"$f":"IF(LOADPROFILE=0.1,Results_10PoE!C2494,IF(LOADPROFILE=0.5,Results_50PoE!C2494,\"Invalid Load Profile %\"))","v":0},82.994318181818187,55.32954545454546,27.66477272727273,0,0,71.358413995363307,0,0,0,0,0,2.5943096505889676E-2,3.6017217616715453E-3,8.2033783817261115E-5,false,1.7666239420393241E-2,0,0,0,0,0,0]
[2034,88,{"$f":"IF(LOADPROFILE=0.1,Results_10PoE!C2495,IF(LOADPROFILE=0.5,Results_50PoE!C2495,\"Invalid Load Profile %\"))","v":0},82.994318181818187,55.32954545454546,27.66477272727273,0,0,72.358413995363307,0,0,0,0,0,2.5943096505889676E-2,3.6017217616715453E-3,8.2033783817261115E-5,false,1.7666239420393241E-2,0,0,0,0,0,0]
[2034,89,{"$f":"IF(LOADPROFILE=0.1,Results_10PoE!C2496,IF(LOADPROFILE=0.5,Results_50PoE!C2496,\"Invalid Load Profile %\"))","v":0},82.994318181818187,55.32954545454546,27.66477272727273,0,0,73.358413995363307,0,0,0,0,0,2.5943096505889676E-2,3.6017217616715453E-3,8.2033783817261115E-5,false,1.7666239420393241E-2,0,0,0,0,0,0]
[2034,90,{"$f":"IF(LOADPROFILE=0.1,Results_10PoE!C2497,IF(LOADPROFILE=0.5,Results_50PoE!C2497,\"Invalid Load Profile %\"))","v":0},82.994318181818187,55.32954545454546,27.66477272727273,0,0,74.358413995363307,0,0,0,0,0,2.5943096505889676E-2,3.6017217616715453E-3,8.2033783817261115E-5,false,1.7666239420393241E-2,0,0,0,0,0,0]
[2034,91,{"$f":"IF(LOADPROFILE=0.1,Results_10PoE!C2498,IF(LOADPROFILE=0.5,Results_50PoE!C2498,\"Invalid Load Profile %\"))","v":0},82.994318181818187,55.32954545454546,27.66477272727273,0,0,75.358413995363307,0,0,0,0,0,2.5943096505889676E-2,3.6017217616715453E-3,8.2033783817261115E-5,false,1.7666239420393241E-2,0,0,0,0,0,0]
[2034,92,{"$f":"IF(LOADPROFILE=0.1,Results_10PoE!C2499,IF(LOADPROFILE=0.5,Results_50PoE!C2499,\"Invalid Load Profile %\"))","v":0},82.994318181818187,55.32954545454546,27.66477272727273,0,0,76.358413995363307,0,0,0,0,0,2.5943096505889676E-2,3.6017217616715453E-3,8.2033783817261115E-5,false,1.7666239420393241E-2,0,0,0,0,0,0]
[2034,93,{"$f":"IF(LOADPROFILE=0.1,Results_10PoE!C2500,IF(LOADPROFILE=0.5,Results_50PoE!C2500,\"Invalid Load Profile %\"))","v":0},82.994318181818187,55.32954545454546,27.66477272727273,0,0,77.358413995363307,0,0,0,0,0,2.5943096505889676E-2,3.6017217616715453E-3,8.2033783817261115E-5,false,1.7666239420393241E-2,0,0,0,0,0,0]
[2034,94,{"$f":"IF(LOADPROFILE=0.1,Results_10PoE!C2501,IF(LOADPROFILE=0.5,Results_50PoE!C2501,\"Invalid Load Profile %\"))","v":0},82.994318181818187,55.32954545454546,27.66477272727273,0,0,78.358413995363307,0,0,0,0,0,2.5943096505889676E-2,3.6017217616715453E-3,8.2033783817261115E-5,false,1.7666239420393241E-2,0,0,0,0,0,0]
[2034,95,{"$f":"IF(LOADPROFILE=0.1,Results_10PoE!C2502,IF(LOADPROFILE=0.5,Results_50PoE!C2502,\"Invalid Load Profile %\"))","v":0},82.994318181818187,55.32954545454546,27.66477272727273,0,0,79.358413995363307,0,0,0,0,0,2.5943096505889676E-2,3.6017217616715453E-3,8.2033783817261115E-5,false,1.7666239420393241E-2,0,0,0,0,0,0]
[2034,96,{"$f":"IF(LOADPROFILE=0.1,Results_10PoE!C2503,IF(LOADPROFILE=0.5,Results_50PoE!C2503,\"Invalid Load Profile %\"))","v":0},82.994318181818187,55.32954545454546,27.66477272727273,0,0,80.358413995363307,0,0,0,0,0,2.5943096505889676E-2,3.6017217616715453E-3,8.2033783817261115E-5,false,1.7666239420393241E-2,0,0,0,0,0,0]
[2034,97,{"$f":"IF(LOADPROFILE=0.1,Results_10PoE!C2504,IF(LOADPROFILE=0.5,Results_50PoE!C2504,\"Invalid Load Profile %\"))","v":0},82.994318181818187,55.32954545454546,27.66477272727273,0,0,81.358413995363307,0,0,0,0,0,2.5943096505889676E-2,3.6017217616715453E-3,8.2033783817261115E-5,false,1.7666239420393241E-2,0,0,0,0,0,0]
[2034,98,{"$f":"IF(LOADPROFILE=0.1,Results_10PoE!C2505,IF(LOADPROFILE=0.5,Results_50PoE!C2505,\"Invalid Load Profile %\"))","v":0},{"$f":"VLOOKUP($A2534,$Q$4:$AB$26,6,FALSE)","v":82.994318181818187},{"$f":"VLOOKUP($A2534,$Q$4:$AB$26,7,FALSE)","v":55.32954545454546},{"$f":"VLOOKUP($A2534,$Q$4:$AB$26,9,FALSE)","v":27.66477272727273},{"$f":"VLOOKUP($A2534,$Q$4:$AB$26,10,FALSE)","v":0},{"$f":"VLOOKUP($A2534,$Q$4:$AB$26,11,FALSE)","v":0},{"$f":"IF(B2534-VLOOKUP(A2534,$Q$4:$AB$26,12,FALSE)<0,0,B2534-VLOOKUP(A2534,$Q$4:$AB$26,12,FALSE))","v":82.358413995363307},{"$f":"IF(B2534=150,0,IF(IF($I2534>D2534,($I2534-D2534)*($C2534-$C2535),0)<0,0,IF($I2534>D2534,($I2534-D2534)*($C2534-$C2535),0)))*$Y$30","v":0},{"$f":"IF(C2534=150,0,IF(IF($I2534>E2534,($I2534-E2534)*($C2534-$C2535),0)<0,0,IF($I2534>E2534,($I2534-E2534)*($C2534-$C2535),0)))*$Y$30","v":0},{"$f":"IF(D2534=150,0,IF(IF($I2534>F2534,($I2534-F2534)*($C2534-$C2535),0)<0,0,IF($I2534>F2534,($I2534-F2534)*($C2534-$C2535),0)))*$Y$30","v":0},{"$f":"IF(E2534=150,0,IF(IF($I2534>G2534,($I2534-G2534)*($C2534-$C2535),0)<0,0,IF($I2534>G2534,($I2534-G2534)*($C2534-$C2535),0)))*$Y$30","v":0},{"$f":"IF(F2534=150,0,IF(IF($I2534>H2534,($I2534-H2534)*($C2534-$C2535),0)<0,0,IF($I2534>H2534,($I2534-H2534)*($C2534-$C2535),0)))*$Y$30","v":0},{"$f":"VLOOKUP($A2534, $Q$4:$BB$26,33,FALSE)","v":2.5943096505889676E-2},{"$f":"VLOOKUP($A2534, $Q$4:$BB$26,34,FALSE)","v":3.6017217616715453E-3},{"$f":"VLOOKUP($A2534, $Q$4:$BB$26,35,FALSE)","v":8.2033783817261115E-5},{"$f":"VLOOKUP($A2534, $Q$4:$BB$26,36,FALSE)","v":false},{"$f":"VLOOKUP($A2534, $Q$4:$BB$26,37,FALSE)","v":1.7666239420393241E-2},{"$f":"J2534*1000*($S$34/365)","v":0},{"$f":"O2534*K2534*1000*($T$34/365)","v":0},{"$f":"P2534*L2534*1000*($U$34/365)","v":0},{"$f":"Q2534*M2534*1000*($V$34/365)","v":0},{"$f":"R2534*N2534*1000*($W$34/365)","v":0},{"$f":"S2534*K2534*1000*($X$34/365)","v":0}]
[2034,99,{"$f":"IF(LOADPROFILE=0.1,Results_10PoE!C2506,IF(LOADPROFILE=0.5,Results_50PoE!C2506,\"Invalid Load Profile %\"))","v":0},82.994318181818187,55.32954545454546,27.66477272727273,0,0,83.358413995363307,0,0,0,0,0,2.5943096505889676E-2,3.6017217616715453E-3,8.2033783817261115E-5,false,1.7666239420393241E-2,0,0,0,0,0,0]
[2034,100,{"$f":"IF(LOADPROFILE=0.1,Results_10PoE!C2507,IF(LOADPROFILE=0.5,Results_50PoE!C2507,\"Invalid Load Profile %\"))","v":0},82.994318181818187,55.32954545454546,27.66477272727273,0,0,84.358413995363307,0,0,0,0,0,2.5943096505889676E-2,3.6017217616715453E-3,8.2033783817261115E-5,false,1.7666239420393241E-2,0,0,0,0,0,0]
[2034,101,{"$f":"IF(LOADPROFILE=0.1,Results_10PoE!C2508,IF(LOADPROFILE=0.5,Results_50PoE!C2508,\"Invalid Load Profile %\"))","v":0},82.994318181818187,55.32954545454546,27.66477272727273,0,0,85.358413995363307,0,0,0,0,0,2.5943096505889676E-2,3.6017217616715453E-3,8.2033783817261115E-5,false,1.7666239420393241E-2,0,0,0,0,0,0]
[2034,102,{"$f":"IF(LOADPROFILE=0.1,Results_10PoE!C2509,IF(LOADPROFILE=0.5,Results_50PoE!C2509,\"Invalid Load Profile %\"))","v":0},82.994318181818187,55.32954545454546,27.66477272727273,0,0,86.358413995363307,0,0,0,0,0,2.5943096505889676E-2,3.6017217616715453E-3,8.2033783817261115E-5,false,1.7666239420393241E-2,0,0,0,0,0,0]
[2034,103,{"$f":"IF(LOADPROFILE=0.1,Results_10PoE!C2510,IF(LOADPROFILE=0.5,Results_50PoE!C2510,\"Invalid Load Profile %\"))","v":0},82.994318181818187,55.32954545454546,27.66477272727273,0,0,87.358413995363307,0,0,0,0,0,2.5943096505889676E-2,3.6017217616715453E-3,8.2033783817261115E-5,false,1.7666239420393241E-2,0,0,0,0,0,0]
[2034,104,{"$f":"IF(LOADPROFILE=0.1,Results_10PoE!C2511,IF(LOADPROFILE=0.5,Results_50PoE!C2511,\"Invalid Load Profile %\"))","v":0},82.994318181818187,55.32954545454546,27.66477272727273,0,0,88.358413995363307,0,0,0,0,0,2.5943096505889676E-2,3.6017217616715453E-3,8.2033783817261115E-5,false,1.7666239420393241E-2,0,0,0,0,0,0]
[2034,105,{"$f":"IF(LOADPROFILE=0.1,Results_10PoE!C2512,IF(LOADPROFILE=0.5,Results_50PoE!C2512,\"Invalid Load Profile %\"))","v":0},82.994318181818187,55.32954545454546,27.66477272727273,0,0,89.358413995363307,0,0,0,0,0,2.5943096505889676E-2,3.6017217616715453E-3,8.2033783817261115E-5,false,1.7666239420393241E-2,0,0,0,0,0,0]
[2034,106,{"$f":"IF(LOADPROFILE=0.1,Results_10PoE!C2513,IF(LOADPROFILE=0.5,Results_50PoE!C2513,\"Invalid Load Profile %\"))","v":0},82.994318181818187,55.32954545454546,27.66477272727273,0,0,90.358413995363307,0,0,0,0,0,2.5943096505889676E-2,3.6017217616715453E-3,8.2033783817261115E-5,false,1.7666239420393241E-2,0,0,0,0,0,0]
[2034,107,{"$f":"IF(LOADPROFILE=0.1,Results_10PoE!C2514,IF(LOADPROFILE=0.5,Results_50PoE!C2514,\"Invalid Load Profile %\"))","v":0},82.994318181818187,55.32954545454546,27.66477272727273,0,0,91.358413995363307,0,0,0,0,0,2.5943096505889676E-2,3.6017217616715453E-3,8.2033783817261115E-5,false,1.7666239420393241E-2,0,0,0,0,0,0]
[2034,108,{"$f":"IF(LOADPROFILE=0.1,Results_10PoE!C2515,IF(LOADPROFILE=0.5,Results_50PoE!C2515,\"Invalid Load Profile %\"))","v":0},82.994318181818187,55.32954545454546,27.66477272727273,0,0,92.358413995363307,0,0,0,0,0,2.5943096505889676E-2,3.6017217616715453E-3,8.2033783817261115E-5,false,1.7666239420393241E-2,0,0,0,0,0,0]
[2034,109,{"$f":"IF(LOADPROFILE=0.1,Results_10PoE!C2516,IF(LOADPROFILE=0.5,Results_50PoE!C2516,\"Invalid Load Profile %\"))","v":0},82.994318181818187,55.32954545454546,27.66477272727273,0,0,93.358413995363307,0,0,0,0,0,2.5943096505889676E-2,3.6017217616715453E-3,8.2033783817261115E-5,false,1.7666239420393241E-2,0,0,0,0,0,0]
[2034,110,{"$f":"IF(LOADPROFILE=0.1,Results_10PoE!C2517,IF(LOADPROFILE=0.5,Results_50PoE!C2517,\"Invalid Load Profile %\"))","v":0},82.994318181818187,55.32954545454546,27.66477272727273,0,0,94.358413995363307,0,0,0,0,0,2.5943096505889676E-2,3.6017217616715453E-3,8.2033783817261115E-5,false,1.7666239420393241E-2,0,0,0,0,0,0]
[2034,111,{"$f":"IF(LOADPROFILE=0.1,Results_10PoE!C2518,IF(LOADPROFILE=0.5,Results_50PoE!C2518,\"Invalid Load Profile %\"))","v":0},82.994318181818187,55.32954545454546,27.66477272727273,0,0,95.358413995363307,0,0,0,0,0,2.5943096505889676E-2,3.6017217616715453E-3,8.2033783817261115E-5,false,1.7666239420393241E-2,0,0,0,0,0,0]
[2034,112,{"$f":"IF(LOADPROFILE=0.1,Results_10PoE!C2519,IF(LOADPROFILE=0.5,Results_50PoE!C2519,\"Invalid Load Profile %\"))","v":0},82.994318181818187,55.32954545454546,27.66477272727273,0,0,96.358413995363307,0,0,0,0,0,2.5943096505889676E-2,3.6017217616715453E-3,8.2033783817261115E-5,false,1.7666239420393241E-2,0,0,0,0,0,0]
[2034,113,{"$f":"IF(LOADPROFILE=0.1,Results_10PoE!C2520,IF(LOADPROFILE=0.5,Results_50PoE!C2520,\"Invalid Load Profile %\"))","v":0},82.994318181818187,55.32954545454546,27.66477272727273,0,0,97.358413995363307,0,0,0,0,0,2.5943096505889676E-2,3.6017217616715453E-3,8.2033783817261115E-5,false,1.7666239420393241E-2,0,0,0,0,0,0]
[2034,114,{"$f":"IF(LOADPROFILE=0.1,Results_10PoE!C2521,IF(LOADPROFILE=0.5,Results_50PoE!C2521,\"Invalid Load Profile %\"))","v":0},82.994318181818187,55.32954545454546,27.66477272727273,0,0,98.358413995363307,0,0,0,0,0,2.5943096505889676E-2,3.6017217616715453E-3,8.2033783817261115E-5,false,1.7666239420393241E-2,0,0,0,0,0,0]
[2034,115,{"$f":"IF(LOADPROFILE=0.1,Results_10PoE!C2522,IF(LOADPROFILE=0.5,Results_50PoE!C2522,\"Invalid Load Profile %\"))","v":0},82.994318181818187,55.32954545454546,27.66477272727273,0,0,99.358413995363307,0,0,0,0,0,2.5943096505889676E-2,3.6017217616715453E-3,8.2033783817261115E-5,false,1.7666239420393241E-2,0,0,0,0,0,0]
[2034,116,{"$f":"IF(LOADPROFILE=0.1,Results_10PoE!C2523,IF(LOADPROFILE=0.5,Results_50PoE!C2523,\"Invalid Load Profile %\"))","v":0},82.994318181818187,55.32954545454546,27.66477272727273,0,0,100.35841399536331,0,0,0,0,0,2.5943096505889676E-2,3.6017217616715453E-3,8.2033783817261115E-5,false,1.7666239420393241E-2,0,0,0,0,0,0]
[2034,117,{"$f":"IF(LOADPROFILE=0.1,Results_10PoE!C2524,IF(LOADPROFILE=0.5,Results_50PoE!C2524,\"Invalid Load Profile %\"))","v":0},82.994318181818187,55.32954545454546,27.66477272727273,0,0,101.35841399536331,0,0,0,0,0,2.5943096505889676E-2,3.6017217616715453E-3,8.2033783817261115E-5,false,1.7666239420393241E-2,0,0,0,0,0,0]
[2034,118,{"$f":"IF(LOADPROFILE=0.1,Results_10PoE!C2525,IF(LOADPROFILE=0.5,Results_50PoE!C2525,\"Invalid Load Profile %\"))","v":0},82.994318181818187,55.32954545454546,27.66477272727273,0,0,102.35841399536331,0,0,0,0,0,2.5943096505889676E-2,3.6017217616715453E-3,8.2033783817261115E-5,false,1.7666239420393241E-2,0,0,0,0,0,0]
[2034,119,{"$f":"IF(LOADPROFILE=0.1,Results_10PoE!C2526,IF(LOADPROFILE=0.5,Results_50PoE!C2526,\"Invalid Load Profile %\"))","v":0},82.994318181818187,55.32954545454546,27.66477272727273,0,0,103.35841399536331,0,0,0,0,0,2.5943096505889676E-2,3.6017217616715453E-3,8.2033783817261115E-5,false,1.7666239420393241E-2,0,0,0,0,0,0]
[2034,120,{"$f":"IF(LOADPROFILE=0.1,Results_10PoE!C2527,IF(LOADPROFILE=0.5,Results_50PoE!C2527,\"Invalid Load Profile %\"))","v":0},82.994318181818187,55.32954545454546,27.66477272727273,0,0,104.35841399536331,0,0,0,0,0,2.5943096505889676E-2,3.6017217616715453E-3,8.2033783817261115E-5,false,1.7666239420393241E-2,0,0,0,0,0,0]
[2034,121,{"$f":"IF(LOADPROFILE=0.1,Results_10PoE!C2528,IF(LOADPROFILE=0.5,Results_50PoE!C2528,\"Invalid Load Profile %\"))","v":0},82.994318181818187,55.32954545454546,27.66477272727273,0,0,105.35841399536331,0,0,0,0,0,2.5943096505889676E-2,3.6017217616715453E-3,8.2033783817261115E-5,false,1.7666239420393241E-2,0,0,0,0,0,0]
[2034,122,{"$f":"IF(LOADPROFILE=0.1,Results_10PoE!C2529,IF(LOADPROFILE=0.5,Results_50PoE!C2529,\"Invalid Load Profile %\"))","v":0},82.994318181818187,55.32954545454546,27.66477272727273,0,0,106.35841399536331,0,0,0,0,0,2.5943096505889676E-2,3.6017217616715453E-3,8.2033783817261115E-5,false,1.7666239420393241E-2,0,0,0,0,0,0]
[2034,123,{"$f":"IF(LOADPROFILE=0.1,Results_10PoE!C2530,IF(LOADPROFILE=0.5,Results_50PoE!C2530,\"Invalid Load Profile %\"))","v":0},82.994318181818187,55.32954545454546,27.66477272727273,0,0,107.35841399536331,0,0,0,0,0,2.5943096505889676E-2,3.6017217616715453E-3,8.2033783817261115E-5,false,1.7666239420393241E-2,0,0,0,0,0,0]
[2034,124,{"$f":"IF(LOADPROFILE=0.1,Results_10PoE!C2531,IF(LOADPROFILE=0.5,Results_50PoE!C2531,\"Invalid Load Profile %\"))","v":0},82.994318181818187,55.32954545454546,27.66477272727273,0,0,108.35841399536331,0,0,0,0,0,2.5943096505889676E-2,3.6017217616715453E-3,8.2033783817261115E-5,false,1.7666239420393241E-2,0,0,0,0,0,0]
[2034,125,{"$f":"IF(LOADPROFILE=0.1,Results_10PoE!C2532,IF(LOADPROFILE=0.5,Results_50PoE!C2532,\"Invalid Load Profile %\"))","v":0},82.994318181818187,55.32954545454546,27.66477272727273,0,0,109.35841399536331,0,0,0,0,0,2.5943096505889676E-2,3.6017217616715453E-3,8.2033783817261115E-5,false,1.7666239420393241E-2,0,0,0,0,0,0]
[2034,126,{"$f":"IF(LOADPROFILE=0.1,Results_10PoE!C2533,IF(LOADPROFILE=0.5,Results_50PoE!C2533,\"Invalid Load Profile %\"))","v":0},82.994318181818187,55.32954545454546,27.66477272727273,0,0,110.35841399536331,0,0,0,0,0,2.5943096505889676E-2,3.6017217616715453E-3,8.2033783817261115E-5,false,1.7666239420393241E-2,0,0,0,0,0,0]
[2034,127,{"$f":"IF(LOADPROFILE=0.1,Results_10PoE!C2534,IF(LOADPROFILE=0.5,Results_50PoE!C2534,\"Invalid Load Profile %\"))","v":0},82.994318181818187,55.32954545454546,27.66477272727273,0,0,111.35841399536331,0,0,0,0,0,2.5943096505889676E-2,3.6017217616715453E-3,8.2033783817261115E-5,false,1.7666239420393241E-2,0,0,0,0,0,0]
[2034,128,{"$f":"IF(LOADPROFILE=0.1,Results_10PoE!C2535,IF(LOADPROFILE=0.5,Results_50PoE!C2535,\"Invalid Load Profile %\"))","v":0},82.994318181818187,55.32954545454546,27.66477272727273,0,0,112.35841399536331,0,0,0,0,0,2.5943096505889676E-2,3.6017217616715453E-3,8.2033783817261115E-5,false,1.7666239420393241E-2,0,0,0,0,0,0]
[2034,129,{"$f":"IF(LOADPROFILE=0.1,Results_10PoE!C2536,IF(LOADPROFILE=0.5,Results_50PoE!C2536,\"Invalid Load Profile %\"))","v":0},82.994318181818187,55.32954545454546,27.66477272727273,0,0,113.35841399536331,0,0,0,0,0,2.5943096505889676E-2,3.6017217616715453E-3,8.2033783817261115E-5,false,1.7666239420393241E-2,0,0,0,0,0,0]
[2034,130,{"$f":"IF(LOADPROFILE=0.1,Results_10PoE!C2537,IF(LOADPROFILE=0.5,Results_50PoE!C2537,\"Invalid Load Profile %\"))","v":0},82.994318181818187,55.32954545454546,27.66477272727273,0,0,114.35841399536331,0,0,0,0,0,2.5943096505889676E-2,3.6017217616715453E-3,8.2033783817261115E-5,false,1.7666239420393241E-2,0,0,0,0,0,0]
[2034,131,{"$f":"IF(LOADPROFILE=0.1,Results_10PoE!C2538,IF(LOADPROFILE=0.5,Results_50PoE!C2538,\"Invalid Load Profile %\"))","v":0},82.994318181818187,55.32954545454546,27.66477272727273,0,0,115.35841399536331,0,0,0,0,0,2.5943096505889676E-2,3.6017217616715453E-3,8.2033783817261115E-5,false,1.7666239420393241E-2,0,0,0,0,0,0]
[2034,132,{"$f":"IF(LOADPROFILE=0.1,Results_10PoE!C2539,IF(LOADPROFILE=0.5,Results_50PoE!C2539,\"Invalid Load Profile %\"))","v":0},82.994318181818187,55.32954545454546,27.66477272727273,0,0,116.35841399536331,0,0,0,0,0,2.5943096505889676E-2,3.6017217616715453E-3,8.2033783817261115E-5,false,1.7666239420393241E-2,0,0,0,0,0,0]
[2034,133,{"$f":"IF(LOADPROFILE=0.1,Results_10PoE!C2540,IF(LOADPROFILE=0.5,Results_50PoE!C2540,\"Invalid Load Profile %\"))","v":0},82.994318181818187,55.32954545454546,27.66477272727273,0,0,117.35841399536331,0,0,0,0,0,2.5943096505889676E-2,3.6017217616715453E-3,8.2033783817261115E-5,false,1.7666239420393241E-2,0,0,0,0,0,0]
[2034,134,{"$f":"IF(LOADPROFILE=0.1,Results_10PoE!C2541,IF(LOADPROFILE=0.5,Results_50PoE!C2541,\"Invalid Load Profile %\"))","v":0},82.994318181818187,55.32954545454546,27.66477272727273,0,0,118.35841399536331,0,0,0,0,0,2.5943096505889676E-2,3.6017217616715453E-3,8.2033783817261115E-5,false,1.7666239420393241E-2,0,0,0,0,0,0]
[2034,135,{"$f":"IF(LOADPROFILE=0.1,Results_10PoE!C2542,IF(LOADPROFILE=0.5,Results_50PoE!C2542,\"Invalid Load Profile %\"))","v":0},82.994318181818187,55.32954545454546,27.66477272727273,0,0,119.35841399536331,0,0,0,0,0,2.5943096505889676E-2,3.6017217616715453E-3,8.2033783817261115E-5,false,1.7666239420393241E-2,0,0,0,0,0,0]
[2034,136,{"$f":"IF(LOADPROFILE=0.1,Results_10PoE!C2543,IF(LOADPROFILE=0.5,Results_50PoE!C2543,\"Invalid Load Profile %\"))","v":0},82.994318181818187,55.32954545454546,27.66477272727273,0,0,120.35841399536331,0,0,0,0,0,2.5943096505889676E-2,3.6017217616715453E-3,8.2033783817261115E-5,false,1.7666239420393241E-2,0,0,0,0,0,0]
[2034,137,{"$f":"IF(LOADPROFILE=0.1,Results_10PoE!C2544,IF(LOADPROFILE=0.5,Results_50PoE!C2544,\"Invalid Load Profile %\"))","v":0},82.994318181818187,55.32954545454546,27.66477272727273,0,0,121.35841399536331,0,0,0,0,0,2.5943096505889676E-2,3.6017217616715453E-3,8.2033783817261115E-5,false,1.7666239420393241E-2,0,0,0,0,0,0]
[2034,138,{"$f":"IF(LOADPROFILE=0.1,Results_10PoE!C2545,IF(LOADPROFILE=0.5,Results_50PoE!C2545,\"Invalid Load Profile %\"))","v":0},82.994318181818187,55.32954545454546,27.66477272727273,0,0,122.35841399536331,0,0,0,0,0,2.5943096505889676E-2,3.6017217616715453E-3,8.2033783817261115E-5,false,1.7666239420393241E-2,0,0,0,0,0,0]
[2034,139,{"$f":"IF(LOADPROFILE=0.1,Results_10PoE!C2546,IF(LOADPROFILE=0.5,Results_50PoE!C2546,\"Invalid Load Profile %\"))","v":0},82.994318181818187,55.32954545454546,27.66477272727273,0,0,123.35841399536331,0,0,0,0,0,2.5943096505889676E-2,3.6017217616715453E-3,8.2033783817261115E-5,false,1.7666239420393241E-2,0,0,0,0,0,0]
[2034,140,{"$f":"IF(LOADPROFILE=0.1,Results_10PoE!C2547,IF(LOADPROFILE=0.5,Results_50PoE!C2547,\"Invalid Load Profile %\"))","v":0},82.994318181818187,55.32954545454546,27.66477272727273,0,0,124.35841399536331,0,0,0,0,0,2.5943096505889676E-2,3.6017217616715453E-3,8.2033783817261115E-5,false,1.7666239420393241E-2,0,0,0,0,0,0]
[2034,141,{"$f":"IF(LOADPROFILE=0.1,Results_10PoE!C2548,IF(LOADPROFILE=0.5,Results_50PoE!C2548,\"Invalid Load Profile %\"))","v":0},82.994318181818187,55.32954545454546,27.66477272727273,0,0,125.35841399536331,0,0,0,0,0,2.5943096505889676E-2,3.6017217616715453E-3,8.2033783817261115E-5,false,1.7666239420393241E-2,0,0,0,0,0,0]
[2034,142,{"$f":"IF(LOADPROFILE=0.1,Results_10PoE!C2549,IF(LOADPROFILE=0.5,Results_50PoE!C2549,\"Invalid Load Profile %\"))","v":0},82.994318181818187,55.32954545454546,27.66477272727273,0,0,126.35841399536331,0,0,0,0,0,2.5943096505889676E-2,3.6017217616715453E-3,8.2033783817261115E-5,false,1.7666239420393241E-2,0,0,0,0,0,0]
[2034,143,{"$f":"IF(LOADPROFILE=0.1,Results_10PoE!C2550,IF(LOADPROFILE=0.5,Results_50PoE!C2550,\"Invalid Load Profile %\"))","v":0},82.994318181818187,55.32954545454546,27.66477272727273,0,0,127.35841399536331,0,0,0,0,0,2.5943096505889676E-2,3.6017217616715453E-3,8.2033783817261115E-5,false,1.7666239420393241E-2,0,0,0,0,0,0]
[2034,144,{"$f":"IF(LOADPROFILE=0.1,Results_10PoE!C2551,IF(LOADPROFILE=0.5,Results_50PoE!C2551,\"Invalid Load Profile %\"))","v":0},82.994318181818187,55.32954545454546,27.66477272727273,0,0,128.35841399536332,0,0,0,0,0,2.5943096505889676E-2,3.6017217616715453E-3,8.2033783817261115E-5,false,1.7666239420393241E-2,0,0,0,0,0,0]
[2034,145,{"$f":"IF(LOADPROFILE=0.1,Results_10PoE!C2552,IF(LOADPROFILE=0.5,Results_50PoE!C2552,\"Invalid Load Profile %\"))","v":0},82.994318181818187,55.32954545454546,27.66477272727273,0,0,129.35841399536332,0,0,0,0,0,2.5943096505889676E-2,3.6017217616715453E-3,8.2033783817261115E-5,false,1.7666239420393241E-2,0,0,0,0,0,0]
[2034,146,{"$f":"IF(LOADPROFILE=0.1,Results_10PoE!C2553,IF(LOADPROFILE=0.5,Results_50PoE!C2553,\"Invalid Load Profile %\"))","v":0},82.994318181818187,55.32954545454546,27.66477272727273,0,0,130.35841399536332,0,0,0,0,0,2.5943096505889676E-2,3.6017217616715453E-3,8.2033783817261115E-5,false,1.7666239420393241E-2,0,0,0,0,0,0]
[2034,147,{"$f":"IF(LOADPROFILE=0.1,Results_10PoE!C2554,IF(LOADPROFILE=0.5,Results_50PoE!C2554,\"Invalid Load Profile %\"))","v":0},82.994318181818187,55.32954545454546,27.66477272727273,0,0,131.35841399536332,0,0,0,0,0,2.5943096505889676E-2,3.6017217616715453E-3,8.2033783817261115E-5,false,1.7666239420393241E-2,0,0,0,0,0,0]
[2034,148,{"$f":"IF(LOADPROFILE=0.1,Results_10PoE!C2555,IF(LOADPROFILE=0.5,Results_50PoE!C2555,\"Invalid Load Profile %\"))","v":0},82.994318181818187,55.32954545454546,27.66477272727273,0,0,132.35841399536332,0,0,0,0,0,2.5943096505889676E-2,3.6017217616715453E-3,8.2033783817261115E-5,false,1.7666239420393241E-2,0,0,0,0,0,0]
[2034,149,{"$f":"IF(LOADPROFILE=0.1,Results_10PoE!C2556,IF(LOADPROFILE=0.5,Results_50PoE!C2556,\"Invalid Load Profile %\"))","v":0},82.994318181818187,55.32954545454546,27.66477272727273,0,0,133.35841399536332,0,0,0,0,0,2.5943096505889676E-2,3.6017217616715453E-3,8.2033783817261115E-5,false,1.7666239420393241E-2,0,0,0,0,0,0]
[2034,150,{"$f":"IF(LOADPROFILE=0.1,Results_10PoE!C2557,IF(LOADPROFILE=0.5,Results_50PoE!C2557,\"Invalid Load Profile %\"))","v":0},82.994318181818187,55.32954545454546,27.66477272727273,0,0,134.35841399536332,0,0,0,0,0,2.5943096505889676E-2,3.6017217616715453E-3,8.2033783817261115E-5,false,1.7666239420393241E-2,0,0,0,0,0,0]
[2035,1,{"$f":"IF(LOADPROFILE=0.1,Results_10PoE!C2558,IF(LOADPROFILE=0.5,Results_50PoE!C2558,\"Invalid Load Profile %\"))","v":8752},82.994318181818187,55.32954545454546,27.66477272727273,0,0,0,0,0,0,0,0,2.7233188267196472E-2,3.7896441742964167E-3,8.7480875549915036E-5,false,1.8321050569818281E-2,0,0,0,0,0,0]
[2035,2,{"$f":"IF(LOADPROFILE=0.1,Results_10PoE!C2559,IF(LOADPROFILE=0.5,Results_50PoE!C2559,\"Invalid Load Profile %\"))","v":8729},82.994318181818187,55.32954545454546,27.66477272727273,0,0,0,0,0,0,0,0,2.7233188267196472E-2,3.7896441742964167E-3,8.7480875549915036E-5,false,1.8321050569818281E-2,0,0,0,0,0,0]
[2035,3,{"$f":"IF(LOADPROFILE=0.1,Results_10PoE!C2560,IF(LOADPROFILE=0.5,Results_50PoE!C2560,\"Invalid Load Profile %\"))","v":8699},82.994318181818187,55.32954545454546,27.66477272727273,0,0,0,0,0,0,0,0,2.7233188267196472E-2,3.7896441742964167E-3,8.7480875549915036E-5,false,1.8321050569818281E-2,0,0,0,0,0,0]
[2035,4,{"$f":"IF(LOADPROFILE=0.1,Results_10PoE!C2561,IF(LOADPROFILE=0.5,Results_50PoE!C2561,\"Invalid Load Profile %\"))","v":8650},82.994318181818187,55.32954545454546,27.66477272727273,0,0,0,0,0,0,0,0,2.7233188267196472E-2,3.7896441742964167E-3,8.7480875549915036E-5,false,1.8321050569818281E-2,0,0,0,0,0,0]
[2035,5,{"$f":"IF(LOADPROFILE=0.1,Results_10PoE!C2562,IF(LOADPROFILE=0.5,Results_50PoE!C2562,\"Invalid Load Profile %\"))","v":8543},82.994318181818187,55.32954545454546,27.66477272727273,0,0,0,0,0,0,0,0,2.7233188267196472E-2,3.7896441742964167E-3,8.7480875549915036E-5,false,1.8321050569818281E-2,0,0,0,0,0,0]
[2035,6,{"$f":"IF(LOADPROFILE=0.1,Results_10PoE!C2563,IF(LOADPROFILE=0.5,Results_50PoE!C2563,\"Invalid Load Profile %\"))","v":8421},82.994318181818187,55.32954545454546,27.66477272727273,0,0,0,0,0,0,0,0,2.7233188267196472E-2,3.7896441742964167E-3,8.7480875549915036E-5,false,1.8321050569818281E-2,0,0,0,0,0,0]
[2035,7,{"$f":"IF(LOADPROFILE=0.1,Results_10PoE!C2564,IF(LOADPROFILE=0.5,Results_50PoE!C2564,\"Invalid Load Profile %\"))","v":8259},82.994318181818187,55.32954545454546,27.66477272727273,0,0,0,0,0,0,0,0,2.7233188267196472E-2,3.7896441742964167E-3,8.7480875549915036E-5,false,1.8321050569818281E-2,0,0,0,0,0,0]
[2035,8,{"$f":"IF(LOADPROFILE=0.1,Results_10PoE!C2565,IF(LOADPROFILE=0.5,Results_50PoE!C2565,\"Invalid Load Profile %\"))","v":8096},82.994318181818187,55.32954545454546,27.66477272727273,0,0,0,0,0,0,0,0,2.7233188267196472E-2,3.7896441742964167E-3,8.7480875549915036E-5,false,1.8321050569818281E-2,0,0,0,0,0,0]
[2035,9,{"$f":"IF(LOADPROFILE=0.1,Results_10PoE!C2566,IF(LOADPROFILE=0.5,Results_50PoE!C2566,\"Invalid Load Profile %\"))","v":7888},82.994318181818187,55.32954545454546,27.66477272727273,0,0,0,0,0,0,0,0,2.7233188267196472E-2,3.7896441742964167E-3,8.7480875549915036E-5,false,1.8321050569818281E-2,0,0,0,0,0,0]
[2035,10,{"$f":"IF(LOADPROFILE=0.1,Results_10PoE!C2567,IF(LOADPROFILE=0.5,Results_50PoE!C2567,\"Invalid Load Profile %\"))","v":7620},82.994318181818187,55.32954545454546,27.66477272727273,0,0,0,0,0,0,0,0,2.7233188267196472E-2,3.7896441742964167E-3,8.7480875549915036E-5,false,1.8321050569818281E-2,0,0,0,0,0,0]
[2035,11,{"$f":"IF(LOADPROFILE=0.1,Results_10PoE!C2568,IF(LOADPROFILE=0.5,Results_50PoE!C2568,\"Invalid Load Profile %\"))","v":7293},82.994318181818187,55.32954545454546,27.66477272727273,0,0,0,0,0,0,0,0,2.7233188267196472E-2,3.7896441742964167E-3,8.7480875549915036E-5,false,1.8321050569818281E-2,0,0,0,0,0,0]
[2035,12,{"$f":"IF(LOADPROFILE=0.1,Results_10PoE!C2569,IF(LOADPROFILE=0.5,Results_50PoE!C2569,\"Invalid Load Profile %\"))","v":6958},{"$f":"VLOOKUP($A2598,$Q$4:$AB$26,6,FALSE)","v":82.994318181818187},{"$f":"VLOOKUP($A2598,$Q$4:$AB$26,7,FALSE)","v":55.32954545454546},{"$f":"VLOOKUP($A2598,$Q$4:$AB$26,9,FALSE)","v":27.66477272727273},{"$f":"VLOOKUP($A2598,$Q$4:$AB$26,10,FALSE)","v":0},{"$f":"VLOOKUP($A2598,$Q$4:$AB$26,11,FALSE)","v":0},{"$f":"IF(B2598-VLOOKUP(A2598,$Q$4:$AB$26,12,FALSE)<0,0,B2598-VLOOKUP(A2598,$Q$4:$AB$26,12,FALSE))","v":0},{"$f":"IF(B2598=150,0,IF(IF($I2598>D2598,($I2598-D2598)*($C2598-$C2599),0)<0,0,IF($I2598>D2598,($I2598-D2598)*($C2598-$C2599),0)))*$Y$30","v":0},{"$f":"IF(C2598=150,0,IF(IF($I2598>E2598,($I2598-E2598)*($C2598-$C2599),0)<0,0,IF($I2598>E2598,($I2598-E2598)*($C2598-$C2599),0)))*$Y$30","v":0},{"$f":"IF(D2598=150,0,IF(IF($I2598>F2598,($I2598-F2598)*($C2598-$C2599),0)<0,0,IF($I2598>F2598,($I2598-F2598)*($C2598-$C2599),0)))*$Y$30","v":0},{"$f":"IF(E2598=150,0,IF(IF($I2598>G2598,($I2598-G2598)*($C2598-$C2599),0)<0,0,IF($I2598>G2598,($I2598-G2598)*($C2598-$C2599),0)))*$Y$30","v":0},{"$f":"IF(F2598=150,0,IF(IF($I2598>H2598,($I2598-H2598)*($C2598-$C2599),0)<0,0,IF($I2598>H2598,($I2598-H2598)*($C2598-$C2599),0)))*$Y$30","v":0},{"$f":"VLOOKUP($A2598, $Q$4:$BB$26,33,FALSE)","v":2.7233188267196472E-2},{"$f":"VLOOKUP($A2598, $Q$4:$BB$26,34,FALSE)","v":3.7896441742964167E-3},{"$f":"VLOOKUP($A2598, $Q$4:$BB$26,35,FALSE)","v":8.7480875549915036E-5},{"$f":"VLOOKUP($A2598, $Q$4:$BB$26,36,FALSE)","v":false},{"$f":"VLOOKUP($A2598, $Q$4:$BB$26,37,FALSE)","v":1.8321050569818281E-2},{"$f":"J2598*1000*($S$34/365)","v":0},{"$f":"O2598*K2598*1000*($T$34/365)","v":0},{"$f":"P2598*L2598*1000*($U$34/365)","v":0},{"$f":"Q2598*M2598*1000*($V$34/365)","v":0},{"$f":"R2598*N2598*1000*($W$34/365)","v":0},{"$f":"S2598*K2598*1000*($X$34/365)","v":0}]
[2035,13,{"$f":"IF(LOADPROFILE=0.1,Results_10PoE!C2570,IF(LOADPROFILE=0.5,Results_50PoE!C2570,\"Invalid Load Profile %\"))","v":6684},82.994318181818187,55.32954545454546,27.66477272727273,0,0,0,0,0,0,0,0,2.7233188267196472E-2,3.7896441742964167E-3,8.7480875549915036E-5,false,1.8321050569818281E-2,0,0,0,0,0,0]
[2035,14,{"$f":"IF(LOADPROFILE=0.1,Results_10PoE!C2571,IF(LOADPROFILE=0.5,Results_50PoE!C2571,\"Invalid Load Profile %\"))","v":6362},82.994318181818187,55.32954545454546,27.66477272727273,0,0,0,0,0,0,0,0,2.7233188267196472E-2,3.7896441742964167E-3,8.7480875549915036E-5,false,1.8321050569818281E-2,0,0,0,0,0,0]
[2035,15,{"$f":"IF(LOADPROFILE=0.1,Results_10PoE!C2572,IF(LOADPROFILE=0.5,Results_50PoE!C2572,\"Invalid Load Profile %\"))","v":6048},82.994318181818187,55.32954545454546,27.66477272727273,0,0,0,0,0,0,0,0,2.7233188267196472E-2,3.7896441742964167E-3,8.7480875549915036E-5,false,1.8321050569818281E-2,0,0,0,0,0,0]
[2035,16,{"$f":"IF(LOADPROFILE=0.1,Results_10PoE!C2573,IF(LOADPROFILE=0.5,Results_50PoE!C2573,\"Invalid Load Profile %\"))","v":5718},82.994318181818187,55.32954545454546,27.66477272727273,0,0,0.53080973102720996,0,0,0,182.68136525551571,182.68136525551571,2.7233188267196472E-2,3.7896441742964167E-3,8.7480875549915036E-5,false,1.8321050569818281E-2,0,0,0,5.0439059993549886,0,0]
[2035,17,{"$f":"IF(LOADPROFILE=0.1,Results_10PoE!C2574,IF(LOADPROFILE=0.5,Results_50PoE!C2574,\"Invalid Load Profile %\"))","v":5371},82.994318181818187,55.32954545454546,27.66477272727273,0,0,1.53080973102721,0,0,0,484.32601269764615,484.32601269764615,2.7233188267196472E-2,3.7896441742964167E-3,8.7480875549915036E-5,false,1.8321050569818281E-2,0,0,0,13.372436086584257,0,0]
[2035,18,{"$f":"IF(LOADPROFILE=0.1,Results_10PoE!C2575,IF(LOADPROFILE=0.5,Results_50PoE!C2575,\"Invalid Load Profile %\"))","v":5052},82.994318181818187,55.32954545454546,27.66477272727273,0,0,2.53080973102721,0,0,0,627.51686487776306,627.51686487776306,2.7233188267196472E-2,3.7896441742964167E-3,8.7480875549915036E-5,false,1.8321050569818281E-2,0,0,0,17.325993130313641,0,0]
[2035,19,{"$f":"IF(LOADPROFILE=0.1,Results_10PoE!C2576,IF(LOADPROFILE=0.5,Results_50PoE!C2576,\"Invalid Load Profile %\"))","v":4802},82.994318181818187,55.32954545454546,27.66477272727273,0,0,3.53080973102721,0,0,0,819.43794418205266,819.43794418205266,2.7233188267196472E-2,3.7896441742964167E-3,8.7480875549915036E-5,false,1.8321050569818281E-2,0,0,0,22.625011352295989,0,0]
[2035,20,{"$f":"IF(LOADPROFILE=0.1,Results_10PoE!C2577,IF(LOADPROFILE=0.5,Results_50PoE!C2577,\"Invalid Load Profile %\"))","v":4568},82.994318181818187,55.32954545454546,27.66477272727273,0,0,4.53080973102721,0,0,0,817.84896887440391,817.84896887440391,2.7233188267196472E-2,3.7896441742964167E-3,8.7480875549915036E-5,false,1.8321050569818281E-2,0,0,0,22.581139104703215,0,0]
[2035,21,{"$f":"IF(LOADPROFILE=0.1,Results_10PoE!C2578,IF(LOADPROFILE=0.5,Results_50PoE!C2578,\"Invalid Load Profile %\"))","v":4386},82.994318181818187,55.32954545454546,27.66477272727273,0,0,5.53080973102721,0,0,0,817.33648274680706,817.33648274680706,2.7233188267196472E-2,3.7896441742964167E-3,8.7480875549915036E-5,false,1.8321050569818281E-2,0,0,0,22.566989156513607,0,0]
[2035,22,{"$f":"IF(LOADPROFILE=0.1,Results_10PoE!C2579,IF(LOADPROFILE=0.5,Results_50PoE!C2579,\"Invalid Load Profile %\"))","v":4237},82.994318181818187,55.32954545454546,27.66477272727273,0,0,6.53080973102721,0,0,0,1036.3654154881724,1036.3654154881724,2.7233188267196472E-2,3.7896441742964167E-3,8.7480875549915036E-5,false,1.8321050569818281E-2,0,0,0,28.614466119154365,0,0]
[2035,23,{"$f":"IF(LOADPROFILE=0.1,Results_10PoE!C2580,IF(LOADPROFILE=0.5,Results_50PoE!C2580,\"Invalid Load Profile %\"))","v":4077},82.994318181818187,55.32954545454546,27.66477272727273,0,0,7.53080973102721,0,0,0,1023.2650482764309,1023.2650482764309,2.7233188267196472E-2,3.7896441742964167E-3,8.7480875549915036E-5,false,1.8321050569818281E-2,0,0,0,28.252759709304431,0,0]
[2035,24,{"$f":"IF(LOADPROFILE=0.1,Results_10PoE!C2581,IF(LOADPROFILE=0.5,Results_50PoE!C2581,\"Invalid Load Profile %\"))","v":3940},82.994318181818187,55.32954545454546,27.66477272727273,0,0,8.53080973102721,0,0,0,879.93277220639345,879.93277220639345,2.7233188267196472E-2,3.7896441742964167E-3,8.7480875549915036E-5,false,1.8321050569818281E-2,0,0,0,24.29529789507027,0,0]
[2035,25,{"$f":"IF(LOADPROFILE=0.1,Results_10PoE!C2582,IF(LOADPROFILE=0.5,Results_50PoE!C2582,\"Invalid Load Profile %\"))","v":3836},82.994318181818187,55.32954545454546,27.66477272727273,0,0,9.53080973102721,0,0,0,1115.4181441976943,1115.4181441976943,2.7233188267196472E-2,3.7896441742964167E-3,8.7480875549915036E-5,false,1.8321050569818281E-2,0,0,0,30.797143766902572,0,0]
[2035,26,{"$f":"IF(LOADPROFILE=0.1,Results_10PoE!C2583,IF(LOADPROFILE=0.5,Results_50PoE!C2583,\"Invalid Load Profile %\"))","v":3718},82.994318181818187,55.32954545454546,27.66477272727273,0,0,10.53080973102721,0,0,0,1034.0055231750191,1034.0055231750191,2.7233188267196472E-2,3.7896441742964167E-3,8.7480875549915036E-5,false,1.8321050569818281E-2,0,0,0,28.549308542849321,0,0]
[2035,27,{"$f":"IF(LOADPROFILE=0.1,Results_10PoE!C2584,IF(LOADPROFILE=0.5,Results_50PoE!C2584,\"Invalid Load Profile %\"))","v":3619},82.994318181818187,55.32954545454546,27.66477272727273,0,0,11.53080973102721,0,0,0,1669.700432313387,1669.700432313387,2.7233188267196472E-2,3.7896441742964167E-3,8.7480875549915036E-5,false,1.8321050569818281E-2,0,0,0,46.101100765759846,0,0]
[2035,28,{"$f":"IF(LOADPROFILE=0.1,Results_10PoE!C2585,IF(LOADPROFILE=0.5,Results_50PoE!C2585,\"Invalid Load Profile %\"))","v":3473},82.994318181818187,55.32954545454546,27.66477272727273,0,0,12.53080973102721,0,0,0,1379.5200354787087,1379.5200354787087,2.7233188267196472E-2,3.7896441742964167E-3,8.7480875549915036E-5,false,1.8321050569818281E-2,0,0,0,38.089103250619459,0,0]
[2035,29,{"$f":"IF(LOADPROFILE=0.1,Results_10PoE!C2586,IF(LOADPROFILE=0.5,Results_50PoE!C2586,\"Invalid Load Profile %\"))","v":3362},82.994318181818187,55.32954545454546,27.66477272727273,0,0,13.53080973102721,0,0,0,1543.2899403242416,1543.2899403242416,2.7233188267196472E-2,3.7896441742964167E-3,8.7480875549915036E-5,false,1.8321050569818281E-2,0,0,0,42.610856218738562,0,0]
[2035,30,{"$f":"IF(LOADPROFILE=0.1,Results_10PoE!C2587,IF(LOADPROFILE=0.5,Results_50PoE!C2587,\"Invalid Load Profile %\"))","v":3247},82.994318181818187,55.32954545454546,27.66477272727273,0,0,14.53080973102721,0,0,0,1642.9356948374486,1642.9356948374486,2.7233188267196472E-2,3.7896441742964167E-3,8.7480875549915036E-5,false,1.8321050569818281E-2,0,0,0,45.362115594846415,0,0]
[2035,31,{"$f":"IF(LOADPROFILE=0.1,Results_10PoE!C2588,IF(LOADPROFILE=0.5,Results_50PoE!C2588,\"Invalid Load Profile %\"))","v":3133},82.994318181818187,55.32954545454546,27.66477272727273,0,0,15.53080973102721,0,0,0,1725.1943204388072,1725.1943204388072,2.7233188267196472E-2,3.7896441742964167E-3,8.7480875549915036E-5,false,1.8321050569818281E-2,0,0,0,47.633309345720029,0,0]
[2035,32,{"$f":"IF(LOADPROFILE=0.1,Results_10PoE!C2589,IF(LOADPROFILE=0.5,Results_50PoE!C2589,\"Invalid Load Profile %\"))","v":3021},82.994318181818187,55.32954545454546,27.66477272727273,0,0,16.530809731027212,0,0,0,2098.6015763233463,2098.6015763233463,2.7233188267196472E-2,3.7896441742964167E-3,8.7480875549915036E-5,false,1.8321050569818281E-2,0,0,0,57.943233926830764,0,0]
[2035,33,{"$f":"IF(LOADPROFILE=0.1,Results_10PoE!C2590,IF(LOADPROFILE=0.5,Results_50PoE!C2590,\"Invalid Load Profile %\"))","v":2893},82.994318181818187,55.32954545454546,27.66477272727273,0,0,17.530809731027212,0,0,0,2051.6812115981406,2051.6812115981406,2.7233188267196472E-2,3.7896441742964167E-3,8.7480875549915036E-5,false,1.8321050569818281E-2,0,0,0,56.647743777639185,0,0]
[2035,34,{"$f":"IF(LOADPROFILE=0.1,Results_10PoE!C2591,IF(LOADPROFILE=0.5,Results_50PoE!C2591,\"Invalid Load Profile %\"))","v":2775},82.994318181818187,55.32954545454546,27.66477272727273,0,0,18.530809731027212,0,0,0,2352.5034251099078,2352.5034251099078,2.7233188267196472E-2,3.7896441742964167E-3,8.7480875549915036E-5,false,1.8321050569818281E-2,0,0,0,64.953566133132213,0,0]
[2035,35,{"$f":"IF(LOADPROFILE=0.1,Results_10PoE!C2592,IF(LOADPROFILE=0.5,Results_50PoE!C2592,\"Invalid Load Profile %\"))","v":2647},82.994318181818187,55.32954545454546,27.66477272727273,0,0,19.530809731027212,0,0,0,2305.1177155537457,2305.1177155537457,2.7233188267196472E-2,3.7896441742964167E-3,8.7480875549915036E-5,false,1.8321050569818281E-2,0,0,0,63.645227625919297,0,0]
[2035,36,{"$f":"IF(LOADPROFILE=0.1,Results_10PoE!C2593,IF(LOADPROFILE=0.5,Results_50PoE!C2593,\"Invalid Load Profile %\"))","v":2528},82.994318181818187,55.32954545454546,27.66477272727273,0,0,20.530809731027212,0,0,0,2463.8674854802562,2463.8674854802562,2.7233188267196472E-2,3.7896441742964167E-3,8.7480875549915036E-5,false,1.8321050569818281E-2,0,0,0,68.028372648995898,0,0]
[2035,37,{"$f":"IF(LOADPROFILE=0.1,Results_10PoE!C2594,IF(LOADPROFILE=0.5,Results_50PoE!C2594,\"Invalid Load Profile %\"))","v":2407},82.994318181818187,55.32954545454546,27.66477272727273,0,0,21.530809731027212,0,0,0,2882.836615383721,2882.836615383721,2.7233188267196472E-2,3.7896441742964167E-3,8.7480875549915036E-5,false,1.8321050569818281E-2,0,0,0,79.596278904288226,0,0]
[2035,38,{"$f":"IF(LOADPROFILE=0.1,Results_10PoE!C2595,IF(LOADPROFILE=0.5,Results_50PoE!C2595,\"Invalid Load Profile %\"))","v":2272},82.994318181818187,55.32954545454546,27.66477272727273,0,0,22.530809731027212,0,0,0,3351.9224093941771,3351.9224093941771,2.7233188267196472E-2,3.7896441742964167E-3,8.7480875549915036E-5,false,1.8321050569818281E-2,0,0,0,92.547926420783355,0,0]
[2035,39,{"$f":"IF(LOADPROFILE=0.1,Results_10PoE!C2596,IF(LOADPROFILE=0.5,Results_50PoE!C2596,\"Invalid Load Profile %\"))","v":2122},82.994318181818187,55.32954545454546,27.66477272727273,0,0,23.530809731027212,0,0,0,3454.017116931986,3454.017116931986,2.7233188267196472E-2,3.7896441742964167E-3,8.7480875549915036E-5,false,1.8321050569818281E-2,0,0,0,95.366802375274276,0,0]
[2035,40,{"$f":"IF(LOADPROFILE=0.1,Results_10PoE!C2597,IF(LOADPROFILE=0.5,Results_50PoE!C2597,\"Invalid Load Profile %\"))","v":1974},82.994318181818187,55.32954545454546,27.66477272727273,0,0,24.530809731027212,0,0,0,4306.3670933602962,4306.3670933602962,2.7233188267196472E-2,3.7896441742964167E-3,8.7480875549915036E-5,false,1.8321050569818281E-2,0,0,0,118.90052818055059,0,0]
[2035,41,{"$f":"IF(LOADPROFILE=0.1,Results_10PoE!C2598,IF(LOADPROFILE=0.5,Results_50PoE!C2598,\"Invalid Load Profile %\"))","v":1797},82.994318181818187,55.32954545454546,27.66477272727273,0,0,25.530809731027212,0,0,0,5393.492639209313,5393.492639209313,2.7233188267196472E-2,3.7896441742964167E-3,8.7480875549915036E-5,false,1.8321050569818281E-2,0,0,0,148.91650192308512,0,0]
[2035,42,{"$f":"IF(LOADPROFILE=0.1,Results_10PoE!C2599,IF(LOADPROFILE=0.5,Results_50PoE!C2599,\"Invalid Load Profile %\"))","v":1584},82.994318181818187,55.32954545454546,27.66477272727273,0,0,26.530809731027212,0,0,0,5683.6870091822602,5683.6870091822602,2.7233188267196472E-2,3.7896441742964167E-3,8.7480875549915036E-5,false,1.8321050569818281E-2,0,0,0,156.92888524219543,0,0]
[2035,43,{"$f":"IF(LOADPROFILE=0.1,Results_10PoE!C2600,IF(LOADPROFILE=0.5,Results_50PoE!C2600,\"Invalid Load Profile %\"))","v":1368},82.994318181818187,55.32954545454546,27.66477272727273,0,0,27.530809731027212,0,0,0,5870.6115242158485,5870.6115242158485,2.7233188267196472E-2,3.7896441742964167E-3,8.7480875549915036E-5,false,1.8321050569818281E-2,0,0,0,162.08994631421942,0,0]
[2035,44,{"$f":"IF(LOADPROFILE=0.1,Results_10PoE!C2601,IF(LOADPROFILE=0.5,Results_50PoE!C2601,\"Invalid Load Profile %\"))","v":1153},82.994318181818187,55.32954545454546,27.66477272727273,0,0,28.530809731027212,0,0,177.8003830029817,5857.4736132175176,5857.4736132175176,2.7233188267196472E-2,3.7896441742964167E-3,8.7480875549915036E-5,false,1.8321050569818281E-2,0,0,265.82801844227032,161.72720330531541,0,0]
[2035,45,{"$f":"IF(LOADPROFILE=0.1,Results_10PoE!C2602,IF(LOADPROFILE=0.5,Results_50PoE!C2602,\"Invalid Load Profile %\"))","v":946},82.994318181818187,55.32954545454546,27.66477272727273,0,0,29.530809731027212,0,0,286.86518749764389,4539.7606014264029,4539.7606014264029,2.7233188267196472E-2,3.7896441742964167E-3,8.7480875549915036E-5,false,1.8321050569818281E-2,0,0,428.88998923748198,125.34461684771473,0,0]
[2035,46,{"$f":"IF(LOADPROFILE=0.1,Results_10PoE!C2603,IF(LOADPROFILE=0.5,Results_50PoE!C2603,\"Invalid Load Profile %\"))","v":791},82.994318181818187,55.32954545454546,27.66477272727273,0,0,30.530809731027212,0,0,355.31840524607452,3785.0727713176543,3785.0727713176543,2.7233188267196472E-2,3.7896441742964167E-3,8.7480875549915036E-5,false,1.8321050569818281E-2,0,0,531.23388143122042,104.50738219818452,0,0]
[2035,47,{"$f":"IF(LOADPROFILE=0.1,Results_10PoE!C2604,IF(LOADPROFILE=0.5,Results_50PoE!C2604,\"Invalid Load Profile %\"))","v":666},82.994318181818187,55.32954545454546,27.66477272727273,0,0,31.530809731027212,0,0,452.45345797735007,3690.1415795489215,3690.1415795489215,2.7233188267196472E-2,3.7896441742964167E-3,8.7480875549915036E-5,false,1.8321050569818281E-2,0,0,676.45976988393204,101.88629379642828,0,0]
[2035,48,{"$f":"IF(LOADPROFILE=0.1,Results_10PoE!C2605,IF(LOADPROFILE=0.5,Results_50PoE!C2605,\"Invalid Load Profile %\"))","v":548},82.994318181818187,55.32954545454546,27.66477272727273,0,0,32.530809731027212,0,0,395.7447457203159,2645.6636098632721,2645.6636098632721,2.7233188267196472E-2,3.7896441742964167E-3,8.7480875549915036E-5,false,1.8321050569818281E-2,0,0,591.67499972149949,73.047836791670917,0,0]
[2035,49,{"$f":"IF(LOADPROFILE=0.1,Results_10PoE!C2606,IF(LOADPROFILE=0.5,Results_50PoE!C2606,\"Invalid Load Profile %\"))","v":466},82.994318181818187,55.32954545454546,27.66477272727273,0,0,33.530809731027212,0,0,529.43431745168641,3026.2954959517965,3026.2954959517965,2.7233188267196472E-2,3.7896441742964167E-3,8.7480875549915036E-5,false,1.8321050569818281E-2,0,0,791.55327523201959,83.557236319654493,0,0]
[2035,50,{"$f":"IF(LOADPROFILE=0.1,Results_10PoE!C2607,IF(LOADPROFILE=0.5,Results_50PoE!C2607,\"Invalid Load Profile %\"))","v":375},82.994318181818187,55.32954545454546,27.66477272727273,0,0,34.530809731027212,0,0,449.444399531069,2260.354704816863,2260.354704816863,2.7233188267196472E-2,3.7896441742964167E-3,8.7480875549915036E-5,false,1.8321050569818281E-2,0,0,671.96094918038796,62.409302888389796,0,0]
[2035,51,{"$f":"IF(LOADPROFILE=0.1,Results_10PoE!C2608,IF(LOADPROFILE=0.5,Results_50PoE!C2608,\"Invalid Load Profile %\"))","v":309},82.994318181818187,55.32954545454546,27.66477272727273,0,0,35.530809731027212,0,0,577.31601173000342,2607.7305964443785,2607.7305964443785,2.7233188267196472E-2,3.7896441742964167E-3,8.7480875549915036E-5,false,1.8321050569818281E-2,0,0,863.14083705099574,72.000491028245307,0,0]
[2035,52,{"$f":"IF(LOADPROFILE=0.1,Results_10PoE!C2609,IF(LOADPROFILE=0.5,Results_50PoE!C2609,\"Invalid Load Profile %\"))","v":235},82.994318181818187,55.32954545454546,27.66477272727273,0,0,36.530809731027212,0,0,510.01556572841082,2101.4215915856234,2101.4215915856234,2.7233188267196472E-2,3.7896441742964167E-3,8.7480875549915036E-5,false,1.8321050569818281E-2,0,0,762.52044524574103,58.021095682898647,0,0]
[2035,53,{"$f":"IF(LOADPROFILE=0.1,Results_10PoE!C2610,IF(LOADPROFILE=0.5,Results_50PoE!C2610,\"Invalid Load Profile %\"))","v":177},82.994318181818187,55.32954545454546,27.66477272727273,0,0,37.530809731027212,0,0,371.83668494959335,1414.4820122353535,1414.4820122353535,2.7233188267196472E-2,3.7896441742964167E-3,8.7480875549915036E-5,false,1.8321050569818281E-2,0,0,555.93023746543633,39.054417496358191,0,0]
[2035,54,{"$f":"IF(LOADPROFILE=0.1,Results_10PoE!C2611,IF(LOADPROFILE=0.5,Results_50PoE!C2611,\"Invalid Load Profile %\"))","v":139},82.994318181818187,55.32954545454546,27.66477272727273,0,0,38.530809731027212,0,0,603.51088092672421,2140.0408369267921,2140.0408369267921,2.7233188267196472E-2,3.7896441742964167E-3,8.7480875549915036E-5,false,1.8321050569818281E-2,0,0,902.30458942492623,59.087388585814203,0,0]
[2035,55,{"$f":"IF(LOADPROFILE=0.1,Results_10PoE!C2612,IF(LOADPROFILE=0.5,Results_50PoE!C2612,\"Invalid Load Profile %\"))","v":83},82.994318181818187,55.32954545454546,27.66477272727273,0,0,39.530809731027212,0,0,411.90744396799033,1372.2386664680328,1372.2386664680328,2.7233188267196472E-2,3.7896441742964167E-3,8.7480875549915036E-5,false,1.8321050569818281E-2,0,0,615.83972858930861,37.888061722464158,0,0]
[2035,56,{"$f":"IF(LOADPROFILE=0.1,Results_10PoE!C2613,IF(LOADPROFILE=0.5,Results_50PoE!C2613,\"Invalid Load Profile %\"))","v":48},82.994318181818187,55.32954545454546,27.66477272727273,0,0,40.530809731027212,0,0,204.16941136309856,643.1779702202607,643.1779702202607,2.7233188267196472E-2,3.7896441742964167E-3,8.7480875549915036E-5,false,1.8321050569818281E-2,0,0,305.25215487453175,17.758402550306027,0,0]
[2035,57,{"$f":"IF(LOADPROFILE=0.1,Results_10PoE!C2614,IF(LOADPROFILE=0.5,Results_50PoE!C2614,\"Invalid Load Profile %\"))","v":32},82.994318181818187,55.32954545454546,27.66477272727273,0,0,41.530809731027212,0,0,206.28588460524247,617.856408533832,617.856408533832,2.7233188267196472E-2,3.7896441742964167E-3,8.7480875549915036E-5,false,1.8321050569818281E-2,0,0,308.41647813718617,17.059264043624875,0,0]
[2035,58,{"$f":"IF(LOADPROFILE=0.1,Results_10PoE!C2615,IF(LOADPROFILE=0.5,Results_50PoE!C2615,\"Invalid Load Profile %\"))","v":17},82.994318181818187,55.32954545454546,27.66477272727273,0,0,42.530809731027212,0,0,88.465178423032029,253.09338799446786,253.09338799446786,2.7233188267196472E-2,3.7896441742964167E-3,8.7480875549915036E-5,false,1.8321050569818281E-2,0,0,132.26362443179957,6.9880102785351417,0,0]
[2035,59,{"$f":"IF(LOADPROFILE=0.1,Results_10PoE!C2616,IF(LOADPROFILE=0.5,Results_50PoE!C2616,\"Invalid Load Profile %\"))","v":11},82.994318181818187,55.32954545454546,27.66477272727273,0,0,43.530809731027212,0,0,78.6800025033059,215.87017714616906,215.87017714616906,2.7233188267196472E-2,3.7896441742964167E-3,8.7480875549915036E-5,false,1.8321050569818281E-2,0,0,117.63388134060388,5.9602624496836087,0,0]
[2035,60,{"$f":"IF(LOADPROFILE=0.1,Results_10PoE!C2617,IF(LOADPROFILE=0.5,Results_50PoE!C2617,\"Invalid Load Profile %\"))","v":6},82.994318181818187,55.32954545454546,27.66477272727273,0,0,44.530809731027212,0,0,16.727804597483686,44.165839526056324,44.165839526056324,2.7233188267196472E-2,3.7896441742964167E-3,8.7480875549915036E-5,false,1.8321050569818281E-2,0,0,25.009615130941622,1.2194366001175869,0,0]
[2035,61,{"$f":"IF(LOADPROFILE=0.1,Results_10PoE!C2618,IF(LOADPROFILE=0.5,Results_50PoE!C2618,\"Invalid Load Profile %\"))","v":5},82.994318181818187,55.32954545454546,27.66477272727273,0,0,45.530809731027212,0,0,88.598043471530957,225.78821811439414,225.78821811439414,2.7233188267196472E-2,3.7896441742964167E-3,8.7480875549915036E-5,false,1.8321050569818281E-2,0,0,132.46226996881234,6.2341035514922591,0,0]
[2035,62,{"$f":"IF(LOADPROFILE=0.1,Results_10PoE!C2619,IF(LOADPROFILE=0.5,Results_50PoE!C2619,\"Invalid Load Profile %\"))","v":0},82.994318181818187,55.32954545454546,27.66477272727273,0,0,46.530809731027212,0,0,0,0,0,2.7233188267196472E-2,3.7896441742964167E-3,8.7480875549915036E-5,false,1.8321050569818281E-2,0,0,0,0,0,0]
[2035,63,{"$f":"IF(LOADPROFILE=0.1,Results_10PoE!C2620,IF(LOADPROFILE=0.5,Results_50PoE!C2620,\"Invalid Load Profile %\"))","v":0},82.994318181818187,55.32954545454546,27.66477272727273,0,0,47.530809731027212,0,0,0,0,0,2.7233188267196472E-2,3.7896441742964167E-3,8.7480875549915036E-5,false,1.8321050569818281E-2,0,0,0,0,0,0]
[2035,64,{"$f":"IF(LOADPROFILE=0.1,Results_10PoE!C2621,IF(LOADPROFILE=0.5,Results_50PoE!C2621,\"Invalid Load Profile %\"))","v":0},82.994318181818187,55.32954545454546,27.66477272727273,0,0,48.530809731027212,0,0,0,0,0,2.7233188267196472E-2,3.7896441742964167E-3,8.7480875549915036E-5,false,1.8321050569818281E-2,0,0,0,0,0,0]
[2035,65,{"$f":"IF(LOADPROFILE=0.1,Results_10PoE!C2622,IF(LOADPROFILE=0.5,Results_50PoE!C2622,\"Invalid Load Profile %\"))","v":0},82.994318181818187,55.32954545454546,27.66477272727273,0,0,49.530809731027212,0,0,0,0,0,2.7233188267196472E-2,3.7896441742964167E-3,8.7480875549915036E-5,false,1.8321050569818281E-2,0,0,0,0,0,0]
[2035,66,{"$f":"IF(LOADPROFILE=0.1,Results_10PoE!C2623,IF(LOADPROFILE=0.5,Results_50PoE!C2623,\"Invalid Load Profile %\"))","v":0},82.994318181818187,55.32954545454546,27.66477272727273,0,0,50.530809731027212,0,0,0,0,0,2.7233188267196472E-2,3.7896441742964167E-3,8.7480875549915036E-5,false,1.8321050569818281E-2,0,0,0,0,0,0]
[2035,67,{"$f":"IF(LOADPROFILE=0.1,Results_10PoE!C2624,IF(LOADPROFILE=0.5,Results_50PoE!C2624,\"Invalid Load Profile %\"))","v":0},82.994318181818187,55.32954545454546,27.66477272727273,0,0,51.530809731027212,0,0,0,0,0,2.7233188267196472E-2,3.7896441742964167E-3,8.7480875549915036E-5,false,1.8321050569818281E-2,0,0,0,0,0,0]
[2035,68,{"$f":"IF(LOADPROFILE=0.1,Results_10PoE!C2625,IF(LOADPROFILE=0.5,Results_50PoE!C2625,\"Invalid Load Profile %\"))","v":0},82.994318181818187,55.32954545454546,27.66477272727273,0,0,52.530809731027212,0,0,0,0,0,2.7233188267196472E-2,3.7896441742964167E-3,8.7480875549915036E-5,false,1.8321050569818281E-2,0,0,0,0,0,0]
[2035,69,{"$f":"IF(LOADPROFILE=0.1,Results_10PoE!C2626,IF(LOADPROFILE=0.5,Results_50PoE!C2626,\"Invalid Load Profile %\"))","v":0},82.994318181818187,55.32954545454546,27.66477272727273,0,0,53.530809731027212,0,0,0,0,0,2.7233188267196472E-2,3.7896441742964167E-3,8.7480875549915036E-5,false,1.8321050569818281E-2,0,0,0,0,0,0]
[2035,70,{"$f":"IF(LOADPROFILE=0.1,Results_10PoE!C2627,IF(LOADPROFILE=0.5,Results_50PoE!C2627,\"Invalid Load Profile %\"))","v":0},82.994318181818187,55.32954545454546,27.66477272727273,0,0,54.530809731027212,0,0,0,0,0,2.7233188267196472E-2,3.7896441742964167E-3,8.7480875549915036E-5,false,1.8321050569818281E-2,0,0,0,0,0,0]
[2035,71,{"$f":"IF(LOADPROFILE=0.1,Results_10PoE!C2628,IF(LOADPROFILE=0.5,Results_50PoE!C2628,\"Invalid Load Profile %\"))","v":0},82.994318181818187,55.32954545454546,27.66477272727273,0,0,55.530809731027212,0,0,0,0,0,2.7233188267196472E-2,3.7896441742964167E-3,8.7480875549915036E-5,false,1.8321050569818281E-2,0,0,0,0,0,0]
[2035,72,{"$f":"IF(LOADPROFILE=0.1,Results_10PoE!C2629,IF(LOADPROFILE=0.5,Results_50PoE!C2629,\"Invalid Load Profile %\"))","v":0},82.994318181818187,55.32954545454546,27.66477272727273,0,0,56.530809731027212,0,0,0,0,0,2.7233188267196472E-2,3.7896441742964167E-3,8.7480875549915036E-5,false,1.8321050569818281E-2,0,0,0,0,0,0]
[2035,73,{"$f":"IF(LOADPROFILE=0.1,Results_10PoE!C2630,IF(LOADPROFILE=0.5,Results_50PoE!C2630,\"Invalid Load Profile %\"))","v":0},82.994318181818187,55.32954545454546,27.66477272727273,0,0,57.530809731027212,0,0,0,0,0,2.7233188267196472E-2,3.7896441742964167E-3,8.7480875549915036E-5,false,1.8321050569818281E-2,0,0,0,0,0,0]
[2035,74,{"$f":"IF(LOADPROFILE=0.1,Results_10PoE!C2631,IF(LOADPROFILE=0.5,Results_50PoE!C2631,\"Invalid Load Profile %\"))","v":0},82.994318181818187,55.32954545454546,27.66477272727273,0,0,58.530809731027212,0,0,0,0,0,2.7233188267196472E-2,3.7896441742964167E-3,8.7480875549915036E-5,false,1.8321050569818281E-2,0,0,0,0,0,0]
[2035,75,{"$f":"IF(LOADPROFILE=0.1,Results_10PoE!C2632,IF(LOADPROFILE=0.5,Results_50PoE!C2632,\"Invalid Load Profile %\"))","v":0},82.994318181818187,55.32954545454546,27.66477272727273,0,0,59.530809731027212,0,0,0,0,0,2.7233188267196472E-2,3.7896441742964167E-3,8.7480875549915036E-5,false,1.8321050569818281E-2,0,0,0,0,0,0]
[2035,76,{"$f":"IF(LOADPROFILE=0.1,Results_10PoE!C2633,IF(LOADPROFILE=0.5,Results_50PoE!C2633,\"Invalid Load Profile %\"))","v":0},{"$f":"VLOOKUP($A2662,$Q$4:$AB$26,6,FALSE)","v":82.994318181818187},{"$f":"VLOOKUP($A2662,$Q$4:$AB$26,7,FALSE)","v":55.32954545454546},{"$f":"VLOOKUP($A2662,$Q$4:$AB$26,9,FALSE)","v":27.66477272727273},{"$f":"VLOOKUP($A2662,$Q$4:$AB$26,10,FALSE)","v":0},{"$f":"VLOOKUP($A2662,$Q$4:$AB$26,11,FALSE)","v":0},{"$f":"IF(B2662-VLOOKUP(A2662,$Q$4:$AB$26,12,FALSE)<0,0,B2662-VLOOKUP(A2662,$Q$4:$AB$26,12,FALSE))","v":60.530809731027212},{"$f":"IF(B2662=150,0,IF(IF($I2662>D2662,($I2662-D2662)*($C2662-$C2663),0)<0,0,IF($I2662>D2662,($I2662-D2662)*($C2662-$C2663),0)))*$Y$30","v":0},{"$f":"IF(C2662=150,0,IF(IF($I2662>E2662,($I2662-E2662)*($C2662-$C2663),0)<0,0,IF($I2662>E2662,($I2662-E2662)*($C2662-$C2663),0)))*$Y$30","v":0},{"$f":"IF(D2662=150,0,IF(IF($I2662>F2662,($I2662-F2662)*($C2662-$C2663),0)<0,0,IF($I2662>F2662,($I2662-F2662)*($C2662-$C2663),0)))*$Y$30","v":0},{"$f":"IF(E2662=150,0,IF(IF($I2662>G2662,($I2662-G2662)*($C2662-$C2663),0)<0,0,IF($I2662>G2662,($I2662-G2662)*($C2662-$C2663),0)))*$Y$30","v":0},{"$f":"IF(F2662=150,0,IF(IF($I2662>H2662,($I2662-H2662)*($C2662-$C2663),0)<0,0,IF($I2662>H2662,($I2662-H2662)*($C2662-$C2663),0)))*$Y$30","v":0},{"$f":"VLOOKUP($A2662, $Q$4:$BB$26,33,FALSE)","v":2.7233188267196472E-2},{"$f":"VLOOKUP($A2662, $Q$4:$BB$26,34,FALSE)","v":3.7896441742964167E-3},{"$f":"VLOOKUP($A2662, $Q$4:$BB$26,35,FALSE)","v":8.7480875549915036E-5},{"$f":"VLOOKUP($A2662, $Q$4:$BB$26,36,FALSE)","v":false},{"$f":"VLOOKUP($A2662, $Q$4:$BB$26,37,FALSE)","v":1.8321050569818281E-2},{"$f":"J2662*1000*($S$34/365)","v":0},{"$f":"O2662*K2662*1000*($T$34/365)","v":0},{"$f":"P2662*L2662*1000*($U$34/365)","v":0},{"$f":"Q2662*M2662*1000*($V$34/365)","v":0},{"$f":"R2662*N2662*1000*($W$34/365)","v":0},{"$f":"S2662*K2662*1000*($X$34/365)","v":0}]
[2035,77,{"$f":"IF(LOADPROFILE=0.1,Results_10PoE!C2634,IF(LOADPROFILE=0.5,Results_50PoE!C2634,\"Invalid Load Profile %\"))","v":0},82.994318181818187,55.32954545454546,27.66477272727273,0,0,61.530809731027212,0,0,0,0,0,2.7233188267196472E-2,3.7896441742964167E-3,8.7480875549915036E-5,false,1.8321050569818281E-2,0,0,0,0,0,0]
[2035,78,{"$f":"IF(LOADPROFILE=0.1,Results_10PoE!C2635,IF(LOADPROFILE=0.5,Results_50PoE!C2635,\"Invalid Load Profile %\"))","v":0},82.994318181818187,55.32954545454546,27.66477272727273,0,0,62.530809731027212,0,0,0,0,0,2.7233188267196472E-2,3.7896441742964167E-3,8.7480875549915036E-5,false,1.8321050569818281E-2,0,0,0,0,0,0]
[2035,79,{"$f":"IF(LOADPROFILE=0.1,Results_10PoE!C2636,IF(LOADPROFILE=0.5,Results_50PoE!C2636,\"Invalid Load Profile %\"))","v":0},82.994318181818187,55.32954545454546,27.66477272727273,0,0,63.530809731027212,0,0,0,0,0,2.7233188267196472E-2,3.7896441742964167E-3,8.7480875549915036E-5,false,1.8321050569818281E-2,0,0,0,0,0,0]
[2035,80,{"$f":"IF(LOADPROFILE=0.1,Results_10PoE!C2637,IF(LOADPROFILE=0.5,Results_50PoE!C2637,\"Invalid Load Profile %\"))","v":0},82.994318181818187,55.32954545454546,27.66477272727273,0,0,64.530809731027205,0,0,0,0,0,2.7233188267196472E-2,3.7896441742964167E-3,8.7480875549915036E-5,false,1.8321050569818281E-2,0,0,0,0,0,0]
[2035,81,{"$f":"IF(LOADPROFILE=0.1,Results_10PoE!C2638,IF(LOADPROFILE=0.5,Results_50PoE!C2638,\"Invalid Load Profile %\"))","v":0},82.994318181818187,55.32954545454546,27.66477272727273,0,0,65.530809731027205,0,0,0,0,0,2.7233188267196472E-2,3.7896441742964167E-3,8.7480875549915036E-5,false,1.8321050569818281E-2,0,0,0,0,0,0]
[2035,82,{"$f":"IF(LOADPROFILE=0.1,Results_10PoE!C2639,IF(LOADPROFILE=0.5,Results_50PoE!C2639,\"Invalid Load Profile %\"))","v":0},82.994318181818187,55.32954545454546,27.66477272727273,0,0,66.530809731027205,0,0,0,0,0,2.7233188267196472E-2,3.7896441742964167E-3,8.7480875549915036E-5,false,1.8321050569818281E-2,0,0,0,0,0,0]
[2035,83,{"$f":"IF(LOADPROFILE=0.1,Results_10PoE!C2640,IF(LOADPROFILE=0.5,Results_50PoE!C2640,\"Invalid Load Profile %\"))","v":0},82.994318181818187,55.32954545454546,27.66477272727273,0,0,67.530809731027205,0,0,0,0,0,2.7233188267196472E-2,3.7896441742964167E-3,8.7480875549915036E-5,false,1.8321050569818281E-2,0,0,0,0,0,0]
[2035,84,{"$f":"IF(LOADPROFILE=0.1,Results_10PoE!C2641,IF(LOADPROFILE=0.5,Results_50PoE!C2641,\"Invalid Load Profile %\"))","v":0},82.994318181818187,55.32954545454546,27.66477272727273,0,0,68.530809731027205,0,0,0,0,0,2.7233188267196472E-2,3.7896441742964167E-3,8.7480875549915036E-5,false,1.8321050569818281E-2,0,0,0,0,0,0]
[2035,85,{"$f":"IF(LOADPROFILE=0.1,Results_10PoE!C2642,IF(LOADPROFILE=0.5,Results_50PoE!C2642,\"Invalid Load Profile %\"))","v":0},82.994318181818187,55.32954545454546,27.66477272727273,0,0,69.530809731027205,0,0,0,0,0,2.7233188267196472E-2,3.7896441742964167E-3,8.7480875549915036E-5,false,1.8321050569818281E-2,0,0,0,0,0,0]
[2035,86,{"$f":"IF(LOADPROFILE=0.1,Results_10PoE!C2643,IF(LOADPROFILE=0.5,Results_50PoE!C2643,\"Invalid Load Profile %\"))","v":0},82.994318181818187,55.32954545454546,27.66477272727273,0,0,70.530809731027205,0,0,0,0,0,2.7233188267196472E-2,3.7896441742964167E-3,8.7480875549915036E-5,false,1.8321050569818281E-2,0,0,0,0,0,0]
[2035,87,{"$f":"IF(LOADPROFILE=0.1,Results_10PoE!C2644,IF(LOADPROFILE=0.5,Results_50PoE!C2644,\"Invalid Load Profile %\"))","v":0},82.994318181818187,55.32954545454546,27.66477272727273,0,0,71.530809731027205,0,0,0,0,0,2.7233188267196472E-2,3.7896441742964167E-3,8.7480875549915036E-5,false,1.8321050569818281E-2,0,0,0,0,0,0]
[2035,88,{"$f":"IF(LOADPROFILE=0.1,Results_10PoE!C2645,IF(LOADPROFILE=0.5,Results_50PoE!C2645,\"Invalid Load Profile %\"))","v":0},82.994318181818187,55.32954545454546,27.66477272727273,0,0,72.530809731027205,0,0,0,0,0,2.7233188267196472E-2,3.7896441742964167E-3,8.7480875549915036E-5,false,1.8321050569818281E-2,0,0,0,0,0,0]
[2035,89,{"$f":"IF(LOADPROFILE=0.1,Results_10PoE!C2646,IF(LOADPROFILE=0.5,Results_50PoE!C2646,\"Invalid Load Profile %\"))","v":0},82.994318181818187,55.32954545454546,27.66477272727273,0,0,73.530809731027205,0,0,0,0,0,2.7233188267196472E-2,3.7896441742964167E-3,8.7480875549915036E-5,false,1.8321050569818281E-2,0,0,0,0,0,0]
[2035,90,{"$f":"IF(LOADPROFILE=0.1,Results_10PoE!C2647,IF(LOADPROFILE=0.5,Results_50PoE!C2647,\"Invalid Load Profile %\"))","v":0},82.994318181818187,55.32954545454546,27.66477272727273,0,0,74.530809731027205,0,0,0,0,0,2.7233188267196472E-2,3.7896441742964167E-3,8.7480875549915036E-5,false,1.8321050569818281E-2,0,0,0,0,0,0]
[2035,91,{"$f":"IF(LOADPROFILE=0.1,Results_10PoE!C2648,IF(LOADPROFILE=0.5,Results_50PoE!C2648,\"Invalid Load Profile %\"))","v":0},82.994318181818187,55.32954545454546,27.66477272727273,0,0,75.530809731027205,0,0,0,0,0,2.7233188267196472E-2,3.7896441742964167E-3,8.7480875549915036E-5,false,1.8321050569818281E-2,0,0,0,0,0,0]
[2035,92,{"$f":"IF(LOADPROFILE=0.1,Results_10PoE!C2649,IF(LOADPROFILE=0.5,Results_50PoE!C2649,\"Invalid Load Profile %\"))","v":0},82.994318181818187,55.32954545454546,27.66477272727273,0,0,76.530809731027205,0,0,0,0,0,2.7233188267196472E-2,3.7896441742964167E-3,8.7480875549915036E-5,false,1.8321050569818281E-2,0,0,0,0,0,0]
[2035,93,{"$f":"IF(LOADPROFILE=0.1,Results_10PoE!C2650,IF(LOADPROFILE=0.5,Results_50PoE!C2650,\"Invalid Load Profile %\"))","v":0},82.994318181818187,55.32954545454546,27.66477272727273,0,0,77.530809731027205,0,0,0,0,0,2.7233188267196472E-2,3.7896441742964167E-3,8.7480875549915036E-5,false,1.8321050569818281E-2,0,0,0,0,0,0]
[2035,94,{"$f":"IF(LOADPROFILE=0.1,Results_10PoE!C2651,IF(LOADPROFILE=0.5,Results_50PoE!C2651,\"Invalid Load Profile %\"))","v":0},82.994318181818187,55.32954545454546,27.66477272727273,0,0,78.530809731027205,0,0,0,0,0,2.7233188267196472E-2,3.7896441742964167E-3,8.7480875549915036E-5,false,1.8321050569818281E-2,0,0,0,0,0,0]
[2035,95,{"$f":"IF(LOADPROFILE=0.1,Results_10PoE!C2652,IF(LOADPROFILE=0.5,Results_50PoE!C2652,\"Invalid Load Profile %\"))","v":0},82.994318181818187,55.32954545454546,27.66477272727273,0,0,79.530809731027205,0,0,0,0,0,2.7233188267196472E-2,3.7896441742964167E-3,8.7480875549915036E-5,false,1.8321050569818281E-2,0,0,0,0,0,0]
[2035,96,{"$f":"IF(LOADPROFILE=0.1,Results_10PoE!C2653,IF(LOADPROFILE=0.5,Results_50PoE!C2653,\"Invalid Load Profile %\"))","v":0},82.994318181818187,55.32954545454546,27.66477272727273,0,0,80.530809731027205,0,0,0,0,0,2.7233188267196472E-2,3.7896441742964167E-3,8.7480875549915036E-5,false,1.8321050569818281E-2,0,0,0,0,0,0]
[2035,97,{"$f":"IF(LOADPROFILE=0.1,Results_10PoE!C2654,IF(LOADPROFILE=0.5,Results_50PoE!C2654,\"Invalid Load Profile %\"))","v":0},82.994318181818187,55.32954545454546,27.66477272727273,0,0,81.530809731027205,0,0,0,0,0,2.7233188267196472E-2,3.7896441742964167E-3,8.7480875549915036E-5,false,1.8321050569818281E-2,0,0,0,0,0,0]
[2035,98,{"$f":"IF(LOADPROFILE=0.1,Results_10PoE!C2655,IF(LOADPROFILE=0.5,Results_50PoE!C2655,\"Invalid Load Profile %\"))","v":0},82.994318181818187,55.32954545454546,27.66477272727273,0,0,82.530809731027205,0,0,0,0,0,2.7233188267196472E-2,3.7896441742964167E-3,8.7480875549915036E-5,false,1.8321050569818281E-2,0,0,0,0,0,0]
[2035,99,{"$f":"IF(LOADPROFILE=0.1,Results_10PoE!C2656,IF(LOADPROFILE=0.5,Results_50PoE!C2656,\"Invalid Load Profile %\"))","v":0},82.994318181818187,55.32954545454546,27.66477272727273,0,0,83.530809731027205,0,0,0,0,0,2.7233188267196472E-2,3.7896441742964167E-3,8.7480875549915036E-5,false,1.8321050569818281E-2,0,0,0,0,0,0]
[2035,100,{"$f":"IF(LOADPROFILE=0.1,Results_10PoE!C2657,IF(LOADPROFILE=0.5,Results_50PoE!C2657,\"Invalid Load Profile %\"))","v":0},82.994318181818187,55.32954545454546,27.66477272727273,0,0,84.530809731027205,0,0,0,0,0,2.7233188267196472E-2,3.7896441742964167E-3,8.7480875549915036E-5,false,1.8321050569818281E-2,0,0,0,0,0,0]
[2035,101,{"$f":"IF(LOADPROFILE=0.1,Results_10PoE!C2658,IF(LOADPROFILE=0.5,Results_50PoE!C2658,\"Invalid Load Profile %\"))","v":0},82.994318181818187,55.32954545454546,27.66477272727273,0,0,85.530809731027205,0,0,0,0,0,2.7233188267196472E-2,3.7896441742964167E-3,8.7480875549915036E-5,false,1.8321050569818281E-2,0,0,0,0,0,0]
[2035,102,{"$f":"IF(LOADPROFILE=0.1,Results_10PoE!C2659,IF(LOADPROFILE=0.5,Results_50PoE!C2659,\"Invalid Load Profile %\"))","v":0},82.994318181818187,55.32954545454546,27.66477272727273,0,0,86.530809731027205,0,0,0,0,0,2.7233188267196472E-2,3.7896441742964167E-3,8.7480875549915036E-5,false,1.8321050569818281E-2,0,0,0,0,0,0]
[2035,103,{"$f":"IF(LOADPROFILE=0.1,Results_10PoE!C2660,IF(LOADPROFILE=0.5,Results_50PoE!C2660,\"Invalid Load Profile %\"))","v":0},82.994318181818187,55.32954545454546,27.66477272727273,0,0,87.530809731027205,0,0,0,0,0,2.7233188267196472E-2,3.7896441742964167E-3,8.7480875549915036E-5,false,1.8321050569818281E-2,0,0,0,0,0,0]
[2035,104,{"$f":"IF(LOADPROFILE=0.1,Results_10PoE!C2661,IF(LOADPROFILE=0.5,Results_50PoE!C2661,\"Invalid Load Profile %\"))","v":0},82.994318181818187,55.32954545454546,27.66477272727273,0,0,88.530809731027205,0,0,0,0,0,2.7233188267196472E-2,3.7896441742964167E-3,8.7480875549915036E-5,false,1.8321050569818281E-2,0,0,0,0,0,0]
[2035,105,{"$f":"IF(LOADPROFILE=0.1,Results_10PoE!C2662,IF(LOADPROFILE=0.5,Results_50PoE!C2662,\"Invalid Load Profile %\"))","v":0},82.994318181818187,55.32954545454546,27.66477272727273,0,0,89.530809731027205,0,0,0,0,0,2.7233188267196472E-2,3.7896441742964167E-3,8.7480875549915036E-5,false,1.8321050569818281E-2,0,0,0,0,0,0]
[2035,106,{"$f":"IF(LOADPROFILE=0.1,Results_10PoE!C2663,IF(LOADPROFILE=0.5,Results_50PoE!C2663,\"Invalid Load Profile %\"))","v":0},82.994318181818187,55.32954545454546,27.66477272727273,0,0,90.530809731027205,0,0,0,0,0,2.7233188267196472E-2,3.7896441742964167E-3,8.7480875549915036E-5,false,1.8321050569818281E-2,0,0,0,0,0,0]
[2035,107,{"$f":"IF(LOADPROFILE=0.1,Results_10PoE!C2664,IF(LOADPROFILE=0.5,Results_50PoE!C2664,\"Invalid Load Profile %\"))","v":0},82.994318181818187,55.32954545454546,27.66477272727273,0,0,91.530809731027205,0,0,0,0,0,2.7233188267196472E-2,3.7896441742964167E-3,8.7480875549915036E-5,false,1.8321050569818281E-2,0,0,0,0,0,0]
[2035,108,{"$f":"IF(LOADPROFILE=0.1,Results_10PoE!C2665,IF(LOADPROFILE=0.5,Results_50PoE!C2665,\"Invalid Load Profile %\"))","v":0},82.994318181818187,55.32954545454546,27.66477272727273,0,0,92.530809731027205,0,0,0,0,0,2.7233188267196472E-2,3.7896441742964167E-3,8.7480875549915036E-5,false,1.8321050569818281E-2,0,0,0,0,0,0]
[2035,109,{"$f":"IF(LOADPROFILE=0.1,Results_10PoE!C2666,IF(LOADPROFILE=0.5,Results_50PoE!C2666,\"Invalid Load Profile %\"))","v":0},82.994318181818187,55.32954545454546,27.66477272727273,0,0,93.530809731027205,0,0,0,0,0,2.7233188267196472E-2,3.7896441742964167E-3,8.7480875549915036E-5,false,1.8321050569818281E-2,0,0,0,0,0,0]
[2035,110,{"$f":"IF(LOADPROFILE=0.1,Results_10PoE!C2667,IF(LOADPROFILE=0.5,Results_50PoE!C2667,\"Invalid Load Profile %\"))","v":0},82.994318181818187,55.32954545454546,27.66477272727273,0,0,94.530809731027205,0,0,0,0,0,2.7233188267196472E-2,3.7896441742964167E-3,8.7480875549915036E-5,false,1.8321050569818281E-2,0,0,0,0,0,0]
[2035,111,{"$f":"IF(LOADPROFILE=0.1,Results_10PoE!C2668,IF(LOADPROFILE=0.5,Results_50PoE!C2668,\"Invalid Load Profile %\"))","v":0},82.994318181818187,55.32954545454546,27.66477272727273,0,0,95.530809731027205,0,0,0,0,0,2.7233188267196472E-2,3.7896441742964167E-3,8.7480875549915036E-5,false,1.8321050569818281E-2,0,0,0,0,0,0]
[2035,112,{"$f":"IF(LOADPROFILE=0.1,Results_10PoE!C2669,IF(LOADPROFILE=0.5,Results_50PoE!C2669,\"Invalid Load Profile %\"))","v":0},82.994318181818187,55.32954545454546,27.66477272727273,0,0,96.530809731027205,0,0,0,0,0,2.7233188267196472E-2,3.7896441742964167E-3,8.7480875549915036E-5,false,1.8321050569818281E-2,0,0,0,0,0,0]
[2035,113,{"$f":"IF(LOADPROFILE=0.1,Results_10PoE!C2670,IF(LOADPROFILE=0.5,Results_50PoE!C2670,\"Invalid Load Profile %\"))","v":0},82.994318181818187,55.32954545454546,27.66477272727273,0,0,97.530809731027205,0,0,0,0,0,2.7233188267196472E-2,3.7896441742964167E-3,8.7480875549915036E-5,false,1.8321050569818281E-2,0,0,0,0,0,0]
[2035,114,{"$f":"IF(LOADPROFILE=0.1,Results_10PoE!C2671,IF(LOADPROFILE=0.5,Results_50PoE!C2671,\"Invalid Load Profile %\"))","v":0},82.994318181818187,55.32954545454546,27.66477272727273,0,0,98.530809731027205,0,0,0,0,0,2.7233188267196472E-2,3.7896441742964167E-3,8.7480875549915036E-5,false,1.8321050569818281E-2,0,0,0,0,0,0]
[2035,115,{"$f":"IF(LOADPROFILE=0.1,Results_10PoE!C2672,IF(LOADPROFILE=0.5,Results_50PoE!C2672,\"Invalid Load Profile %\"))","v":0},82.994318181818187,55.32954545454546,27.66477272727273,0,0,99.530809731027205,0,0,0,0,0,2.7233188267196472E-2,3.7896441742964167E-3,8.7480875549915036E-5,false,1.8321050569818281E-2,0,0,0,0,0,0]
[2035,116,{"$f":"IF(LOADPROFILE=0.1,Results_10PoE!C2673,IF(LOADPROFILE=0.5,Results_50PoE!C2673,\"Invalid Load Profile %\"))","v":0},82.994318181818187,55.32954545454546,27.66477272727273,0,0,100.5308097310272,0,0,0,0,0,2.7233188267196472E-2,3.7896441742964167E-3,8.7480875549915036E-5,false,1.8321050569818281E-2,0,0,0,0,0,0]
[2035,117,{"$f":"IF(LOADPROFILE=0.1,Results_10PoE!C2674,IF(LOADPROFILE=0.5,Results_50PoE!C2674,\"Invalid Load Profile %\"))","v":0},82.994318181818187,55.32954545454546,27.66477272727273,0,0,101.5308097310272,0,0,0,0,0,2.7233188267196472E-2,3.7896441742964167E-3,8.7480875549915036E-5,false,1.8321050569818281E-2,0,0,0,0,0,0]
[2035,118,{"$f":"IF(LOADPROFILE=0.1,Results_10PoE!C2675,IF(LOADPROFILE=0.5,Results_50PoE!C2675,\"Invalid Load Profile %\"))","v":0},82.994318181818187,55.32954545454546,27.66477272727273,0,0,102.5308097310272,0,0,0,0,0,2.7233188267196472E-2,3.7896441742964167E-3,8.7480875549915036E-5,false,1.8321050569818281E-2,0,0,0,0,0,0]
[2035,119,{"$f":"IF(LOADPROFILE=0.1,Results_10PoE!C2676,IF(LOADPROFILE=0.5,Results_50PoE!C2676,\"Invalid Load Profile %\"))","v":0},82.994318181818187,55.32954545454546,27.66477272727273,0,0,103.5308097310272,0,0,0,0,0,2.7233188267196472E-2,3.7896441742964167E-3,8.7480875549915036E-5,false,1.8321050569818281E-2,0,0,0,0,0,0]
[2035,120,{"$f":"IF(LOADPROFILE=0.1,Results_10PoE!C2677,IF(LOADPROFILE=0.5,Results_50PoE!C2677,\"Invalid Load Profile %\"))","v":0},82.994318181818187,55.32954545454546,27.66477272727273,0,0,104.5308097310272,0,0,0,0,0,2.7233188267196472E-2,3.7896441742964167E-3,8.7480875549915036E-5,false,1.8321050569818281E-2,0,0,0,0,0,0]
[2035,121,{"$f":"IF(LOADPROFILE=0.1,Results_10PoE!C2678,IF(LOADPROFILE=0.5,Results_50PoE!C2678,\"Invalid Load Profile %\"))","v":0},82.994318181818187,55.32954545454546,27.66477272727273,0,0,105.5308097310272,0,0,0,0,0,2.7233188267196472E-2,3.7896441742964167E-3,8.7480875549915036E-5,false,1.8321050569818281E-2,0,0,0,0,0,0]
[2035,122,{"$f":"IF(LOADPROFILE=0.1,Results_10PoE!C2679,IF(LOADPROFILE=0.5,Results_50PoE!C2679,\"Invalid Load Profile %\"))","v":0},82.994318181818187,55.32954545454546,27.66477272727273,0,0,106.5308097310272,0,0,0,0,0,2.7233188267196472E-2,3.7896441742964167E-3,8.7480875549915036E-5,false,1.8321050569818281E-2,0,0,0,0,0,0]
[2035,123,{"$f":"IF(LOADPROFILE=0.1,Results_10PoE!C2680,IF(LOADPROFILE=0.5,Results_50PoE!C2680,\"Invalid Load Profile %\"))","v":0},82.994318181818187,55.32954545454546,27.66477272727273,0,0,107.5308097310272,0,0,0,0,0,2.7233188267196472E-2,3.7896441742964167E-3,8.7480875549915036E-5,false,1.8321050569818281E-2,0,0,0,0,0,0]
[2035,124,{"$f":"IF(LOADPROFILE=0.1,Results_10PoE!C2681,IF(LOADPROFILE=0.5,Results_50PoE!C2681,\"Invalid Load Profile %\"))","v":0},82.994318181818187,55.32954545454546,27.66477272727273,0,0,108.5308097310272,0,0,0,0,0,2.7233188267196472E-2,3.7896441742964167E-3,8.7480875549915036E-5,false,1.8321050569818281E-2,0,0,0,0,0,0]
[2035,125,{"$f":"IF(LOADPROFILE=0.1,Results_10PoE!C2682,IF(LOADPROFILE=0.5,Results_50PoE!C2682,\"Invalid Load Profile %\"))","v":0},82.994318181818187,55.32954545454546,27.66477272727273,0,0,109.5308097310272,0,0,0,0,0,2.7233188267196472E-2,3.7896441742964167E-3,8.7480875549915036E-5,false,1.8321050569818281E-2,0,0,0,0,0,0]
[2035,126,{"$f":"IF(LOADPROFILE=0.1,Results_10PoE!C2683,IF(LOADPROFILE=0.5,Results_50PoE!C2683,\"Invalid Load Profile %\"))","v":0},82.994318181818187,55.32954545454546,27.66477272727273,0,0,110.5308097310272,0,0,0,0,0,2.7233188267196472E-2,3.7896441742964167E-3,8.7480875549915036E-5,false,1.8321050569818281E-2,0,0,0,0,0,0]
[2035,127,{"$f":"IF(LOADPROFILE=0.1,Results_10PoE!C2684,IF(LOADPROFILE=0.5,Results_50PoE!C2684,\"Invalid Load Profile %\"))","v":0},82.994318181818187,55.32954545454546,27.66477272727273,0,0,111.5308097310272,0,0,0,0,0,2.7233188267196472E-2,3.7896441742964167E-3,8.7480875549915036E-5,false,1.8321050569818281E-2,0,0,0,0,0,0]
[2035,128,{"$f":"IF(LOADPROFILE=0.1,Results_10PoE!C2685,IF(LOADPROFILE=0.5,Results_50PoE!C2685,\"Invalid Load Profile %\"))","v":0},82.994318181818187,55.32954545454546,27.66477272727273,0,0,112.5308097310272,0,0,0,0,0,2.7233188267196472E-2,3.7896441742964167E-3,8.7480875549915036E-5,false,1.8321050569818281E-2,0,0,0,0,0,0]
[2035,129,{"$f":"IF(LOADPROFILE=0.1,Results_10PoE!C2686,IF(LOADPROFILE=0.5,Results_50PoE!C2686,\"Invalid Load Profile %\"))","v":0},82.994318181818187,55.32954545454546,27.66477272727273,0,0,113.5308097310272,0,0,0,0,0,2.7233188267196472E-2,3.7896441742964167E-3,8.7480875549915036E-5,false,1.8321050569818281E-2,0,0,0,0,0,0]
[2035,130,{"$f":"IF(LOADPROFILE=0.1,Results_10PoE!C2687,IF(LOADPROFILE=0.5,Results_50PoE!C2687,\"Invalid Load Profile %\"))","v":0},82.994318181818187,55.32954545454546,27.66477272727273,0,0,114.5308097310272,0,0,0,0,0,2.7233188267196472E-2,3.7896441742964167E-3,8.7480875549915036E-5,false,1.8321050569818281E-2,0,0,0,0,0,0]
[2035,131,{"$f":"IF(LOADPROFILE=0.1,Results_10PoE!C2688,IF(LOADPROFILE=0.5,Results_50PoE!C2688,\"Invalid Load Profile %\"))","v":0},82.994318181818187,55.32954545454546,27.66477272727273,0,0,115.5308097310272,0,0,0,0,0,2.7233188267196472E-2,3.7896441742964167E-3,8.7480875549915036E-5,false,1.8321050569818281E-2,0,0,0,0,0,0]
[2035,132,{"$f":"IF(LOADPROFILE=0.1,Results_10PoE!C2689,IF(LOADPROFILE=0.5,Results_50PoE!C2689,\"Invalid Load Profile %\"))","v":0},82.994318181818187,55.32954545454546,27.66477272727273,0,0,116.5308097310272,0,0,0,0,0,2.7233188267196472E-2,3.7896441742964167E-3,8.7480875549915036E-5,false,1.8321050569818281E-2,0,0,0,0,0,0]
[2035,133,{"$f":"IF(LOADPROFILE=0.1,Results_10PoE!C2690,IF(LOADPROFILE=0.5,Results_50PoE!C2690,\"Invalid Load Profile %\"))","v":0},82.994318181818187,55.32954545454546,27.66477272727273,0,0,117.5308097310272,0,0,0,0,0,2.7233188267196472E-2,3.7896441742964167E-3,8.7480875549915036E-5,false,1.8321050569818281E-2,0,0,0,0,0,0]
[2035,134,{"$f":"IF(LOADPROFILE=0.1,Results_10PoE!C2691,IF(LOADPROFILE=0.5,Results_50PoE!C2691,\"Invalid Load Profile %\"))","v":0},82.994318181818187,55.32954545454546,27.66477272727273,0,0,118.5308097310272,0,0,0,0,0,2.7233188267196472E-2,3.7896441742964167E-3,8.7480875549915036E-5,false,1.8321050569818281E-2,0,0,0,0,0,0]
[2035,135,{"$f":"IF(LOADPROFILE=0.1,Results_10PoE!C2692,IF(LOADPROFILE=0.5,Results_50PoE!C2692,\"Invalid Load Profile %\"))","v":0},82.994318181818187,55.32954545454546,27.66477272727273,0,0,119.5308097310272,0,0,0,0,0,2.7233188267196472E-2,3.7896441742964167E-3,8.7480875549915036E-5,false,1.8321050569818281E-2,0,0,0,0,0,0]
[2035,136,{"$f":"IF(LOADPROFILE=0.1,Results_10PoE!C2693,IF(LOADPROFILE=0.5,Results_50PoE!C2693,\"Invalid Load Profile %\"))","v":0},82.994318181818187,55.32954545454546,27.66477272727273,0,0,120.5308097310272,0,0,0,0,0,2.7233188267196472E-2,3.7896441742964167E-3,8.7480875549915036E-5,false,1.8321050569818281E-2,0,0,0,0,0,0]
[2035,137,{"$f":"IF(LOADPROFILE=0.1,Results_10PoE!C2694,IF(LOADPROFILE=0.5,Results_50PoE!C2694,\"Invalid Load Profile %\"))","v":0},82.994318181818187,55.32954545454546,27.66477272727273,0,0,121.5308097310272,0,0,0,0,0,2.7233188267196472E-2,3.7896441742964167E-3,8.7480875549915036E-5,false,1.8321050569818281E-2,0,0,0,0,0,0]
[2035,138,{"$f":"IF(LOADPROFILE=0.1,Results_10PoE!C2695,IF(LOADPROFILE=0.5,Results_50PoE!C2695,\"Invalid Load Profile %\"))","v":0},82.994318181818187,55.32954545454546,27.66477272727273,0,0,122.5308097310272,0,0,0,0,0,2.7233188267196472E-2,3.7896441742964167E-3,8.7480875549915036E-5,false,1.8321050569818281E-2,0,0,0,0,0,0]
[2035,139,{"$f":"IF(LOADPROFILE=0.1,Results_10PoE!C2696,IF(LOADPROFILE=0.5,Results_50PoE!C2696,\"Invalid Load Profile %\"))","v":0},82.994318181818187,55.32954545454546,27.66477272727273,0,0,123.5308097310272,0,0,0,0,0,2.7233188267196472E-2,3.7896441742964167E-3,8.7480875549915036E-5,false,1.8321050569818281E-2,0,0,0,0,0,0]
[2035,140,{"$f":"IF(LOADPROFILE=0.1,Results_10PoE!C2697,IF(LOADPROFILE=0.5,Results_50PoE!C2697,\"Invalid Load Profile %\"))","v":0},{"$f":"VLOOKUP($A2726,$Q$4:$AB$26,6,FALSE)","v":82.994318181818187},{"$f":"VLOOKUP($A2726,$Q$4:$AB$26,7,FALSE)","v":55.32954545454546},{"$f":"VLOOKUP($A2726,$Q$4:$AB$26,9,FALSE)","v":27.66477272727273},{"$f":"VLOOKUP($A2726,$Q$4:$AB$26,10,FALSE)","v":0},{"$f":"VLOOKUP($A2726,$Q$4:$AB$26,11,FALSE)","v":0},{"$f":"IF(B2726-VLOOKUP(A2726,$Q$4:$AB$26,12,FALSE)<0,0,B2726-VLOOKUP(A2726,$Q$4:$AB$26,12,FALSE))","v":124.5308097310272},{"$f":"IF(B2726=150,0,IF(IF($I2726>D2726,($I2726-D2726)*($C2726-$C2727),0)<0,0,IF($I2726>D2726,($I2726-D2726)*($C2726-$C2727),0)))*$Y$30","v":0},{"$f":"IF(C2726=150,0,IF(IF($I2726>E2726,($I2726-E2726)*($C2726-$C2727),0)<0,0,IF($I2726>E2726,($I2726-E2726)*($C2726-$C2727),0)))*$Y$30","v":0},{"$f":"IF(D2726=150,0,IF(IF($I2726>F2726,($I2726-F2726)*($C2726-$C2727),0)<0,0,IF($I2726>F2726,($I2726-F2726)*($C2726-$C2727),0)))*$Y$30","v":0},{"$f":"IF(E2726=150,0,IF(IF($I2726>G2726,($I2726-G2726)*($C2726-$C2727),0)<0,0,IF($I2726>G2726,($I2726-G2726)*($C2726-$C2727),0)))*$Y$30","v":0},{"$f":"IF(F2726=150,0,IF(IF($I2726>H2726,($I2726-H2726)*($C2726-$C2727),0)<0,0,IF($I2726>H2726,($I2726-H2726)*($C2726-$C2727),0)))*$Y$30","v":0},{"$f":"VLOOKUP($A2726, $Q$4:$BB$26,33,FALSE)","v":2.7233188267196472E-2},{"$f":"VLOOKUP($A2726, $Q$4:$BB$26,34,FALSE)","v":3.7896441742964167E-3},{"$f":"VLOOKUP($A2726, $Q$4:$BB$26,35,FALSE)","v":8.7480875549915036E-5},{"$f":"VLOOKUP($A2726, $Q$4:$BB$26,36,FALSE)","v":false},{"$f":"VLOOKUP($A2726, $Q$4:$BB$26,37,FALSE)","v":1.8321050569818281E-2},{"$f":"J2726*1000*($S$34/365)","v":0},{"$f":"O2726*K2726*1000*($T$34/365)","v":0},{"$f":"P2726*L2726*1000*($U$34/365)","v":0},{"$f":"Q2726*M2726*1000*($V$34/365)","v":0},{"$f":"R2726*N2726*1000*($W$34/365)","v":0},{"$f":"S2726*K2726*1000*($X$34/365)","v":0}]
[2035,141,{"$f":"IF(LOADPROFILE=0.1,Results_10PoE!C2698,IF(LOADPROFILE=0.5,Results_50PoE!C2698,\"Invalid Load Profile %\"))","v":0},82.994318181818187,55.32954545454546,27.66477272727273,0,0,125.5308097310272,0,0,0,0,0,2.7233188267196472E-2,3.7896441742964167E-3,8.7480875549915036E-5,false,1.8321050569818281E-2,0,0,0,0,0,0]
[2035,142,{"$f":"IF(LOADPROFILE=0.1,Results_10PoE!C2699,IF(LOADPROFILE=0.5,Results_50PoE!C2699,\"Invalid Load Profile %\"))","v":0},82.994318181818187,55.32954545454546,27.66477272727273,0,0,126.5308097310272,0,0,0,0,0,2.7233188267196472E-2,3.7896441742964167E-3,8.7480875549915036E-5,false,1.8321050569818281E-2,0,0,0,0,0,0]
[2035,143,{"$f":"IF(LOADPROFILE=0.1,Results_10PoE!C2700,IF(LOADPROFILE=0.5,Results_50PoE!C2700,\"Invalid Load Profile %\"))","v":0},82.994318181818187,55.32954545454546,27.66477272727273,0,0,127.5308097310272,0,0,0,0,0,2.7233188267196472E-2,3.7896441742964167E-3,8.7480875549915036E-5,false,1.8321050569818281E-2,0,0,0,0,0,0]
[2035,144,{"$f":"IF(LOADPROFILE=0.1,Results_10PoE!C2701,IF(LOADPROFILE=0.5,Results_50PoE!C2701,\"Invalid Load Profile %\"))","v":0},82.994318181818187,55.32954545454546,27.66477272727273,0,0,128.5308097310272,0,0,0,0,0,2.7233188267196472E-2,3.7896441742964167E-3,8.7480875549915036E-5,false,1.8321050569818281E-2,0,0,0,0,0,0]
[2035,145,{"$f":"IF(LOADPROFILE=0.1,Results_10PoE!C2702,IF(LOADPROFILE=0.5,Results_50PoE!C2702,\"Invalid Load Profile %\"))","v":0},82.994318181818187,55.32954545454546,27.66477272727273,0,0,129.5308097310272,0,0,0,0,0,2.7233188267196472E-2,3.7896441742964167E-3,8.7480875549915036E-5,false,1.8321050569818281E-2,0,0,0,0,0,0]
[2035,146,{"$f":"IF(LOADPROFILE=0.1,Results_10PoE!C2703,IF(LOADPROFILE=0.5,Results_50PoE!C2703,\"Invalid Load Profile %\"))","v":0},82.994318181818187,55.32954545454546,27.66477272727273,0,0,130.5308097310272,0,0,0,0,0,2.7233188267196472E-2,3.7896441742964167E-3,8.7480875549915036E-5,false,1.8321050569818281E-2,0,0,0,0,0,0]
[2035,147,{"$f":"IF(LOADPROFILE=0.1,Results_10PoE!C2704,IF(LOADPROFILE=0.5,Results_50PoE!C2704,\"Invalid Load Profile %\"))","v":0},82.994318181818187,55.32954545454546,27.66477272727273,0,0,131.5308097310272,0,0,0,0,0,2.7233188267196472E-2,3.7896441742964167E-3,8.7480875549915036E-5,false,1.8321050569818281E-2,0,0,0,0,0,0]
[2035,148,{"$f":"IF(LOADPROFILE=0.1,Results_10PoE!C2705,IF(LOADPROFILE=0.5,Results_50PoE!C2705,\"Invalid Load Profile %\"))","v":0},82.994318181818187,55.32954545454546,27.66477272727273,0,0,132.5308097310272,0,0,0,0,0,2.7233188267196472E-2,3.7896441742964167E-3,8.7480875549915036E-5,false,1.8321050569818281E-2,0,0,0,0,0,0]
[2035,149,{"$f":"IF(LOADPROFILE=0.1,Results_10PoE!C2706,IF(LOADPROFILE=0.5,Results_50PoE!C2706,\"Invalid Load Profile %\"))","v":0},82.994318181818187,55.32954545454546,27.66477272727273,0,0,133.5308097310272,0,0,0,0,0,2.7233188267196472E-2,3.7896441742964167E-3,8.7480875549915036E-5,false,1.8321050569818281E-2,0,0,0,0,0,0]
[2035,150,{"$f":"IF(LOADPROFILE=0.1,Results_10PoE!C2707,IF(LOADPROFILE=0.5,Results_50PoE!C2707,\"Invalid Load Profile %\"))","v":0},82.994318181818187,55.32954545454546,27.66477272727273,0,0,134.5308097310272,0,0,0,0,0,2.7233188267196472E-2,3.7896441742964167E-3,8.7480875549915036E-5,false,1.8321050569818281E-2,0,0,0,0,0,0]
[2036,1,{"$f":"IF(LOADPROFILE=0.1,Results_10PoE!C2708,IF(LOADPROFILE=0.5,Results_50PoE!C2708,\"Invalid Load Profile %\"))","v":8756},82.994318181818187,55.32954545454546,27.66477272727273,0,0,0,0,0,0,0,0,2.8557649111780735E-2,3.9834420185359135E-3,9.3210284096976477E-5,false,1.8991706206195953E-2,0,0,0,0,0,0]
[2036,2,{"$f":"IF(LOADPROFILE=0.1,Results_10PoE!C2709,IF(LOADPROFILE=0.5,Results_50PoE!C2709,\"Invalid Load Profile %\"))","v":8743},82.994318181818187,55.32954545454546,27.66477272727273,0,0,0,0,0,0,0,0,2.8557649111780735E-2,3.9834420185359135E-3,9.3210284096976477E-5,false,1.8991706206195953E-2,0,0,0,0,0,0]
[2036,3,{"$f":"IF(LOADPROFILE=0.1,Results_10PoE!C2710,IF(LOADPROFILE=0.5,Results_50PoE!C2710,\"Invalid Load Profile %\"))","v":8712},82.994318181818187,55.32954545454546,27.66477272727273,0,0,0,0,0,0,0,0,2.8557649111780735E-2,3.9834420185359135E-3,9.3210284096976477E-5,false,1.8991706206195953E-2,0,0,0,0,0,0]
[2036,4,{"$f":"IF(LOADPROFILE=0.1,Results_10PoE!C2711,IF(LOADPROFILE=0.5,Results_50PoE!C2711,\"Invalid Load Profile %\"))","v":8675},82.994318181818187,55.32954545454546,27.66477272727273,0,0,0,0,0,0,0,0,2.8557649111780735E-2,3.9834420185359135E-3,9.3210284096976477E-5,false,1.8991706206195953E-2,0,0,0,0,0,0]
[2036,5,{"$f":"IF(LOADPROFILE=0.1,Results_10PoE!C2712,IF(LOADPROFILE=0.5,Results_50PoE!C2712,\"Invalid Load Profile %\"))","v":8596},82.994318181818187,55.32954545454546,27.66477272727273,0,0,0,0,0,0,0,0,2.8557649111780735E-2,3.9834420185359135E-3,9.3210284096976477E-5,false,1.8991706206195953E-2,0,0,0,0,0,0]
[2036,6,{"$f":"IF(LOADPROFILE=0.1,Results_10PoE!C2713,IF(LOADPROFILE=0.5,Results_50PoE!C2713,\"Invalid Load Profile %\"))","v":8476},82.994318181818187,55.32954545454546,27.66477272727273,0,0,0,0,0,0,0,0,2.8557649111780735E-2,3.9834420185359135E-3,9.3210284096976477E-5,false,1.8991706206195953E-2,0,0,0,0,0,0]
[2036,7,{"$f":"IF(LOADPROFILE=0.1,Results_10PoE!C2714,IF(LOADPROFILE=0.5,Results_50PoE!C2714,\"Invalid Load Profile %\"))","v":8328},82.994318181818187,55.32954545454546,27.66477272727273,0,0,0,0,0,0,0,0,2.8557649111780735E-2,3.9834420185359135E-3,9.3210284096976477E-5,false,1.8991706206195953E-2,0,0,0,0,0,0]
[2036,8,{"$f":"IF(LOADPROFILE=0.1,Results_10PoE!C2715,IF(LOADPROFILE=0.5,Results_50PoE!C2715,\"Invalid Load Profile %\"))","v":8174},82.994318181818187,55.32954545454546,27.66477272727273,0,0,0,0,0,0,0,0,2.8557649111780735E-2,3.9834420185359135E-3,9.3210284096976477E-5,false,1.8991706206195953E-2,0,0,0,0,0,0]
[2036,9,{"$f":"IF(LOADPROFILE=0.1,Results_10PoE!C2716,IF(LOADPROFILE=0.5,Results_50PoE!C2716,\"Invalid Load Profile %\"))","v":7986},82.994318181818187,55.32954545454546,27.66477272727273,0,0,0,0,0,0,0,0,2.8557649111780735E-2,3.9834420185359135E-3,9.3210284096976477E-5,false,1.8991706206195953E-2,0,0,0,0,0,0]
[2036,10,{"$f":"IF(LOADPROFILE=0.1,Results_10PoE!C2717,IF(LOADPROFILE=0.5,Results_50PoE!C2717,\"Invalid Load Profile %\"))","v":7760},82.994318181818187,55.32954545454546,27.66477272727273,0,0,0,0,0,0,0,0,2.8557649111780735E-2,3.9834420185359135E-3,9.3210284096976477E-5,false,1.8991706206195953E-2,0,0,0,0,0,0]
[2036,11,{"$f":"IF(LOADPROFILE=0.1,Results_10PoE!C2718,IF(LOADPROFILE=0.5,Results_50PoE!C2718,\"Invalid Load Profile %\"))","v":7465},82.994318181818187,55.32954545454546,27.66477272727273,0,0,0,0,0,0,0,0,2.8557649111780735E-2,3.9834420185359135E-3,9.3210284096976477E-5,false,1.8991706206195953E-2,0,0,0,0,0,0]
[2036,12,{"$f":"IF(LOADPROFILE=0.1,Results_10PoE!C2719,IF(LOADPROFILE=0.5,Results_50PoE!C2719,\"Invalid Load Profile %\"))","v":7124},82.994318181818187,55.32954545454546,27.66477272727273,0,0,0,0,0,0,0,0,2.8557649111780735E-2,3.9834420185359135E-3,9.3210284096976477E-5,false,1.8991706206195953E-2,0,0,0,0,0,0]
[2036,13,{"$f":"IF(LOADPROFILE=0.1,Results_10PoE!C2720,IF(LOADPROFILE=0.5,Results_50PoE!C2720,\"Invalid Load Profile %\"))","v":6828},82.994318181818187,55.32954545454546,27.66477272727273,0,0,0,0,0,0,0,0,2.8557649111780735E-2,3.9834420185359135E-3,9.3210284096976477E-5,false,1.8991706206195953E-2,0,0,0,0,0,0]
[2036,14,{"$f":"IF(LOADPROFILE=0.1,Results_10PoE!C2721,IF(LOADPROFILE=0.5,Results_50PoE!C2721,\"Invalid Load Profile %\"))","v":6539},82.994318181818187,55.32954545454546,27.66477272727273,0,0,0,0,0,0,0,0,2.8557649111780735E-2,3.9834420185359135E-3,9.3210284096976477E-5,false,1.8991706206195953E-2,0,0,0,0,0,0]
[2036,15,{"$f":"IF(LOADPROFILE=0.1,Results_10PoE!C2722,IF(LOADPROFILE=0.5,Results_50PoE!C2722,\"Invalid Load Profile %\"))","v":6231},82.994318181818187,55.32954545454546,27.66477272727273,0,0,0,0,0,0,0,0,2.8557649111780735E-2,3.9834420185359135E-3,9.3210284096976477E-5,false,1.8991706206195953E-2,0,0,0,0,0,0]
[2036,16,{"$f":"IF(LOADPROFILE=0.1,Results_10PoE!C2723,IF(LOADPROFILE=0.5,Results_50PoE!C2723,\"Invalid Load Profile %\"))","v":5919},82.994318181818187,55.32954545454546,27.66477272727273,0,0,0.70130538509668305,0,0,0,234.40289571908801,234.40289571908801,2.8557649111780735E-2,3.9834420185359135E-3,9.3210284096976477E-5,false,1.8991706206195953E-2,0,0,0,6.8958279724947742,0,0]
[2036,17,{"$f":"IF(LOADPROFILE=0.1,Results_10PoE!C2724,IF(LOADPROFILE=0.5,Results_50PoE!C2724,\"Invalid Load Profile %\"))","v":5582},82.994318181818187,55.32954545454546,27.66477272727273,0,0,1.7013053850966831,0,0,0,566.95351469738762,566.95351469738762,2.8557649111780735E-2,3.9834420185359135E-3,9.3210284096976477E-5,false,1.8991706206195953E-2,0,0,0,16.679034163638548,0,0]
[2036,18,{"$f":"IF(LOADPROFILE=0.1,Results_10PoE!C2725,IF(LOADPROFILE=0.5,Results_50PoE!C2725,\"Invalid Load Profile %\"))","v":5246},82.994318181818187,55.32954545454546,27.66477272727273,0,0,2.7013053850966831,0,0,0,787.67472982603101,787.67472982603101,2.8557649111780735E-2,3.9834420185359135E-3,9.3210284096976477E-5,false,1.8991706206195953E-2,0,0,0,23.17236490828596,0,0]
[2036,19,{"$f":"IF(LOADPROFILE=0.1,Results_10PoE!C2726,IF(LOADPROFILE=0.5,Results_50PoE!C2726,\"Invalid Load Profile %\"))","v":4952},82.994318181818187,55.32954545454546,27.66477272727273,0,0,3.7013053850966831,0,0,0,859.00694362004219,859.00694362004219,2.8557649111780735E-2,3.9834420185359135E-3,9.3210284096976477E-5,false,1.8991706206195953E-2,0,0,0,25.270865755349789,0,0]
[2036,20,{"$f":"IF(LOADPROFILE=0.1,Results_10PoE!C2727,IF(LOADPROFILE=0.5,Results_50PoE!C2727,\"Invalid Load Profile %\"))","v":4718},82.994318181818187,55.32954545454546,27.66477272727273,0,0,4.7013053850966831,0,0,0,1091.0891022765088,1091.0891022765088,2.8557649111780735E-2,3.9834420185359135E-3,9.3210284096976477E-5,false,1.8991706206195953E-2,0,0,0,32.098420665329122,0,0]
[2036,21,{"$f":"IF(LOADPROFILE=0.1,Results_10PoE!C2728,IF(LOADPROFILE=0.5,Results_50PoE!C2728,\"Invalid Load Profile %\"))","v":4484},82.994318181818187,55.32954545454546,27.66477272727273,0,0,5.7013053850966831,0,0,0,780.33176926816486,780.33176926816486,2.8557649111780735E-2,3.9834420185359135E-3,9.3210284096976477E-5,false,1.8991706206195953E-2,0,0,0,22.956344570053698,0,0]
[2036,22,{"$f":"IF(LOADPROFILE=0.1,Results_10PoE!C2729,IF(LOADPROFILE=0.5,Results_50PoE!C2729,\"Invalid Load Profile %\"))","v":4346},82.994318181818187,55.32954545454546,27.66477272727273,0,0,6.7013053850966831,0,0,0,1036.8356130596278,1036.8356130596278,2.8557649111780735E-2,3.9834420185359135E-3,9.3210284096976477E-5,false,1.8991706206195953E-2,0,0,0,30.502353656858517,0,0]
[2036,23,{"$f":"IF(LOADPROFILE=0.1,Results_10PoE!C2730,IF(LOADPROFILE=0.5,Results_50PoE!C2730,\"Invalid Load Profile %\"))","v":4190},82.994318181818187,55.32954545454546,27.66477272727273,0,0,7.7013053850966831,0,0,0,1237.3861695548594,1237.3861695548594,2.8557649111780735E-2,3.9834420185359135E-3,9.3210284096976477E-5,false,1.8991706206195953E-2,0,0,0,36.402289889031067,0,0]
[2036,24,{"$f":"IF(LOADPROFILE=0.1,Results_10PoE!C2731,IF(LOADPROFILE=0.5,Results_50PoE!C2731,\"Invalid Load Profile %\"))","v":4028},82.994318181818187,55.32954545454546,27.66477272727273,0,0,8.7013053850966831,0,0,0,1009.7088684511873,1009.7088684511873,2.8557649111780735E-2,3.9834420185359135E-3,9.3210284096976477E-5,false,1.8991706206195953E-2,0,0,0,29.704320152623211,0,0]
[2036,25,{"$f":"IF(LOADPROFILE=0.1,Results_10PoE!C2732,IF(LOADPROFILE=0.5,Results_50PoE!C2732,\"Invalid Load Profile %\"))","v":3911},82.994318181818187,55.32954545454546,27.66477272727273,0,0,9.7013053850966831,0,0,0,1039.1537979502343,1039.1537979502343,2.8557649111780735E-2,3.9834420185359135E-3,9.3210284096976477E-5,false,1.8991706206195953E-2,0,0,0,30.570551637796505,0,0]
[2036,26,{"$f":"IF(LOADPROFILE=0.1,Results_10PoE!C2733,IF(LOADPROFILE=0.5,Results_50PoE!C2733,\"Invalid Load Profile %\"))","v":3803},82.994318181818187,55.32954545454546,27.66477272727273,0,0,10.701305385096683,0,0,0,1146.268640407065,1146.268640407065,2.8557649111780735E-2,3.9834420185359135E-3,9.3210284096976477E-5,false,1.8991706206195953E-2,0,0,0,33.72173082701773,0,0]
[2036,27,{"$f":"IF(LOADPROFILE=0.1,Results_10PoE!C2734,IF(LOADPROFILE=0.5,Results_50PoE!C2734,\"Invalid Load Profile %\"))","v":3695},82.994318181818187,55.32954545454546,27.66477272727273,0,0,11.701305385096683,0,0,0,1346.226703816777,1346.226703816777,2.8557649111780735E-2,3.9834420185359135E-3,9.3210284096976477E-5,false,1.8991706206195953E-2,0,0,0,39.604236684108514,0,0]
[2036,28,{"$f":"IF(LOADPROFILE=0.1,Results_10PoE!C2735,IF(LOADPROFILE=0.5,Results_50PoE!C2735,\"Invalid Load Profile %\"))","v":3579},82.994318181818187,55.32954545454546,27.66477272727273,0,0,12.701305385096683,0,0,0,1650.2340797871775,1650.2340797871775,2.8557649111780735E-2,3.9834420185359135E-3,9.3210284096976477E-5,false,1.8991706206195953E-2,0,0,0,48.54773783254894,0,0]
[2036,29,{"$f":"IF(LOADPROFILE=0.1,Results_10PoE!C2736,IF(LOADPROFILE=0.5,Results_50PoE!C2736,\"Invalid Load Profile %\"))","v":3448},82.994318181818187,55.32954545454546,27.66477272727273,0,0,13.701305385096683,0,0,0,1603.5032759051087,1603.5032759051087,2.8557649111780735E-2,3.9834420185359135E-3,9.3210284096976477E-5,false,1.8991706206195953E-2,0,0,0,47.172978431225992,0,0]
[2036,30,{"$f":"IF(LOADPROFILE=0.1,Results_10PoE!C2737,IF(LOADPROFILE=0.5,Results_50PoE!C2737,\"Invalid Load Profile %\"))","v":3330},82.994318181818187,55.32954545454546,27.66477272727273,0,0,14.701305385096683,0,0,0,1589.3088251439656,1589.3088251439656,2.8557649111780735E-2,3.9834420185359135E-3,9.3210284096976477E-5,false,1.8991706206195953E-2,0,0,0,46.755396172642492,0,0]
[2036,31,{"$f":"IF(LOADPROFILE=0.1,Results_10PoE!C2738,IF(LOADPROFILE=0.5,Results_50PoE!C2738,\"Invalid Load Profile %\"))","v":3221},82.994318181818187,55.32954545454546,27.66477272727273,0,0,15.701305385096683,0,0,0,1650.6976146784182,1650.6976146784182,2.8557649111780735E-2,3.9834420185359135E-3,9.3210284096976477E-5,false,1.8991706206195953E-2,0,0,0,48.561374425473431,0,0]
[2036,32,{"$f":"IF(LOADPROFILE=0.1,Results_10PoE!C2739,IF(LOADPROFILE=0.5,Results_50PoE!C2739,\"Invalid Load Profile %\"))","v":3115},82.994318181818187,55.32954545454546,27.66477272727273,0,0,16.701305385096681,0,0,0,1954.6019261802758,1954.6019261802758,2.8557649111780735E-2,3.9834420185359135E-3,9.3210284096976477E-5,false,1.8991706206195953E-2,0,0,0,57.501843551451131,0,0]
[2036,33,{"$f":"IF(LOADPROFILE=0.1,Results_10PoE!C2740,IF(LOADPROFILE=0.5,Results_50PoE!C2740,\"Invalid Load Profile %\"))","v":2997},82.994318181818187,55.32954545454546,27.66477272727273,0,0,17.701305385096681,0,0,0,2141.859718405512,2141.859718405512,2.8557649111780735E-2,3.9834420185359135E-3,9.3210284096976477E-5,false,1.8991706206195953E-2,0,0,0,63.010723967510103,0,0]
[2036,34,{"$f":"IF(LOADPROFILE=0.1,Results_10PoE!C2741,IF(LOADPROFILE=0.5,Results_50PoE!C2741,\"Invalid Load Profile %\"))","v":2875},82.994318181818187,55.32954545454546,27.66477272727273,0,0,18.701305385096681,0,0,0,2299.9558808115935,2299.9558808115935,2.8557649111780735E-2,3.9834420185359135E-3,9.3210284096976477E-5,false,1.8991706206195953E-2,0,0,0,67.661707206089417,0,0]
[2036,35,{"$f":"IF(LOADPROFILE=0.1,Results_10PoE!C2742,IF(LOADPROFILE=0.5,Results_50PoE!C2742,\"Invalid Load Profile %\"))","v":2751},82.994318181818187,55.32954545454546,27.66477272727273,0,0,19.701305385096681,0,0,0,2227.5412348806822,2227.5412348806822,2.8557649111780735E-2,3.9834420185359135E-3,9.3210284096976477E-5,false,1.8991706206195953E-2,0,0,0,65.531362615009272,0,0]
[2036,36,{"$f":"IF(LOADPROFILE=0.1,Results_10PoE!C2743,IF(LOADPROFILE=0.5,Results_50PoE!C2743,\"Invalid Load Profile %\"))","v":2637},82.994318181818187,55.32954545454546,27.66477272727273,0,0,20.701305385096681,0,0,0,2402.2018203899861,2402.2018203899861,2.8557649111780735E-2,3.9834420185359135E-3,9.3210284096976477E-5,false,1.8991706206195953E-2,0,0,0,70.669649612499185,0,0]
[2036,37,{"$f":"IF(LOADPROFILE=0.1,Results_10PoE!C2744,IF(LOADPROFILE=0.5,Results_50PoE!C2744,\"Invalid Load Profile %\"))","v":2520},82.994318181818187,55.32954545454546,27.66477272727273,0,0,21.701305385096681,0,0,0,2733.4773355915718,2733.4773355915718,2.8557649111780735E-2,3.9834420185359135E-3,9.3210284096976477E-5,false,1.8991706206195953E-2,0,0,0,80.415343910863967,0,0]
[2036,38,{"$f":"IF(LOADPROFILE=0.1,Results_10PoE!C2745,IF(LOADPROFILE=0.5,Results_50PoE!C2745,\"Invalid Load Profile %\"))","v":2393},82.994318181818187,55.32954545454546,27.66477272727273,0,0,22.701305385096681,0,0,0,3062.0736850454491,3062.0736850454491,2.8557649111780735E-2,3.9834420185359135E-3,9.3210284096976477E-5,false,1.8991706206195953E-2,0,0,0,90.082220641513473,0,0]
[2036,39,{"$f":"IF(LOADPROFILE=0.1,Results_10PoE!C2746,IF(LOADPROFILE=0.5,Results_50PoE!C2746,\"Invalid Load Profile %\"))","v":2257},82.994318181818187,55.32954545454546,27.66477272727273,0,0,23.701305385096681,0,0,0,3432.029560023112,3432.029560023112,2.8557649111780735E-2,3.9834420185359135E-3,9.3210284096976477E-5,false,1.8991706206195953E-2,0,0,0,100.96584075820815,0,0]
[2036,40,{"$f":"IF(LOADPROFILE=0.1,Results_10PoE!C2747,IF(LOADPROFILE=0.5,Results_50PoE!C2747,\"Invalid Load Profile %\"))","v":2111},82.994318181818187,55.32954545454546,27.66477272727273,0,0,24.701305385096681,0,0,0,3478.837534647987,3478.837534647987,2.8557649111780735E-2,3.9834420185359135E-3,9.3210284096976477E-5,false,1.8991706206195953E-2,0,0,0,102.34287042229926,0,0]
[2036,41,{"$f":"IF(LOADPROFILE=0.1,Results_10PoE!C2748,IF(LOADPROFILE=0.5,Results_50PoE!C2748,\"Invalid Load Profile %\"))","v":1969},82.994318181818187,55.32954545454546,27.66477272727273,0,0,25.701305385096681,0,0,0,4741.2627552802933,4741.2627552802933,2.8557649111780735E-2,3.9834420185359135E-3,9.3210284096976477E-5,false,1.8991706206195953E-2,0,0,0,139.48177659030117,0,0]
[2036,42,{"$f":"IF(LOADPROFILE=0.1,Results_10PoE!C2749,IF(LOADPROFILE=0.5,Results_50PoE!C2749,\"Invalid Load Profile %\"))","v":1783},82.994318181818187,55.32954545454546,27.66477272727273,0,0,26.701305385096681,0,0,0,5693.7297753612638,5693.7297753612638,2.8557649111780735E-2,3.9834420185359135E-3,9.3210284096976477E-5,false,1.8991706206195953E-2,0,0,0,167.50211609935036,0,0]
[2036,43,{"$f":"IF(LOADPROFILE=0.1,Results_10PoE!C2750,IF(LOADPROFILE=0.5,Results_50PoE!C2750,\"Invalid Load Profile %\"))","v":1568},82.994318181818187,55.32954545454546,27.66477272727273,0,0,27.701305385096681,0,0,7.4640473777075549,5659.6992426636707,5659.6992426636707,2.8557649111780735E-2,3.9834420185359135E-3,9.3210284096976477E-5,false,1.8991706206195953E-2,0,0,11.730121625176007,166.5009821390592,0,0]
[2036,44,{"$f":"IF(LOADPROFILE=0.1,Results_10PoE!C2751,IF(LOADPROFILE=0.5,Results_50PoE!C2751,\"Invalid Load Profile %\"))","v":1362},82.994318181818187,55.32954545454546,27.66477272727273,0,0,28.701305385096681,0,0,223.08410202486513,6177.1376815251278,6177.1376815251278,2.8557649111780735E-2,3.9834420185359135E-3,9.3210284096976477E-5,false,1.8991706206195953E-2,0,0,350.58775982723523,181.72334724593486,0,0]
[2036,45,{"$f":"IF(LOADPROFILE=0.1,Results_10PoE!C2752,IF(LOADPROFILE=0.5,Results_50PoE!C2752,\"Invalid Load Profile %\"))","v":1145},82.994318181818187,55.32954545454546,27.66477272727273,0,0,29.701305385096681,0,0,401.94844523518185,5862.1173960211372,5862.1173960211372,2.8557649111780735E-2,3.9834420185359135E-3,9.3210284096976477E-5,false,1.8991706206195953E-2,0,0,631.68196972339911,172.45586063909258,0,0]
[2036,46,{"$f":"IF(LOADPROFILE=0.1,Results_10PoE!C2753,IF(LOADPROFILE=0.5,Results_50PoE!C2753,\"Invalid Load Profile %\"))","v":946},82.994318181818187,55.32954545454546,27.66477272727273,0,0,30.701305385096681,0,0,466.80505717559492,4719.7004711043537,4719.7004711043537,2.8557649111780735E-2,3.9834420185359135E-3,9.3210284096976477E-5,false,1.8991706206195953E-2,0,0,733.60736056832525,138.84744226642184,0,0]
[2036,47,{"$f":"IF(LOADPROFILE=0.1,Results_10PoE!C2754,IF(LOADPROFILE=0.5,Results_50PoE!C2754,\"Invalid Load Profile %\"))","v":791},82.994318181818187,55.32954545454546,27.66477272727273,0,0,31.701305385096681,0,0,496.42775374646669,3898.7440848894735,3898.7440848894735,2.8557649111780735E-2,3.9834420185359135E-3,9.3210284096976477E-5,false,1.8991706206195953E-2,0,0,780.16090130278019,114.69597436372477,0,0]
[2036,48,{"$f":"IF(LOADPROFILE=0.1,Results_10PoE!C2755,IF(LOADPROFILE=0.5,Results_50PoE!C2755,\"Invalid Load Profile %\"))","v":667},82.994318181818187,55.32954545454546,27.66477272727273,0,0,32.701305385096681,0,0,584.44468568578645,3794.6947723287849,3794.6947723287849,2.8557649111780735E-2,3.9834420185359135E-3,9.3210284096976477E-5,false,1.8991706206195953E-2,0,0,918.48388673915565,111.63497907237515,0,0]
[2036,49,{"$f":"IF(LOADPROFILE=0.1,Results_10PoE!C2756,IF(LOADPROFILE=0.5,Results_50PoE!C2756,\"Invalid Load Profile %\"))","v":550},82.994318181818187,55.32954545454546,27.66477272727273,0,0,33.701305385096681,0,0,478.96462565061182,2674.0074199364226,2674.0074199364226,2.8557649111780735E-2,3.9834420185359135E-3,9.3210284096976477E-5,false,1.8991706206195953E-2,0,0,752.71672709614211,78.665816428967403,0,0]
[2036,50,{"$f":"IF(LOADPROFILE=0.1,Results_10PoE!C2757,IF(LOADPROFILE=0.5,Results_50PoE!C2757,\"Invalid Load Profile %\"))","v":470},82.994318181818187,55.32954545454546,27.66477272727273,0,0,34.701305385096681,0,0,614.13984873605352,3028.6869224504458,3028.6869224504458,2.8557649111780735E-2,3.9834420185359135E-3,9.3210284096976477E-5,false,1.8991706206195953E-2,0,0,965.15131214958342,89.100025559377741,0,0]
[2036,51,{"$f":"IF(LOADPROFILE=0.1,Results_10PoE!C2758,IF(LOADPROFILE=0.5,Results_50PoE!C2758,\"Invalid Load Profile %\"))","v":382},82.994318181818187,55.32954545454546,27.66477272727273,0,0,35.701305385096681,0,0,549.97595498515864,2443.2003650566703,2443.2003650566703,2.8557649111780735E-2,3.9834420185359135E-3,9.3210284096976477E-5,false,1.8991706206195953E-2,0,0,864.31456238687895,71.875773411767042,0,0]
[2036,52,{"$f":"IF(LOADPROFILE=0.1,Results_10PoE!C2759,IF(LOADPROFILE=0.5,Results_50PoE!C2759,\"Invalid Load Profile %\"))","v":313},82.994318181818187,55.32954545454546,27.66477272727273,0,0,36.701305385096681,0,0,609.44796755481138,2475.2343426977509,2475.2343426977509,2.8557649111780735E-2,3.9834420185359135E-3,9.3210284096976477E-5,false,1.8991706206195953E-2,0,0,957.77778755604731,72.818171322040172,0,0]
[2036,53,{"$f":"IF(LOADPROFILE=0.1,Results_10PoE!C2760,IF(LOADPROFILE=0.5,Results_50PoE!C2760,\"Invalid Load Profile %\"))","v":245},82.994318181818187,55.32954545454546,27.66477272727273,0,0,37.701305385096681,0,0,617.16500089120575,2318.3231664627092,2318.3231664627092,2.8557649111780735E-2,3.9834420185359135E-3,9.3210284096976477E-5,false,1.8991706206195953E-2,0,0,969.90548919575019,68.202048833624403,0,0]
[2036,54,{"$f":"IF(LOADPROFILE=0.1,Results_10PoE!C2761,IF(LOADPROFILE=0.5,Results_50PoE!C2761,\"Invalid Load Profile %\"))","v":183},{"$f":"VLOOKUP($A2790,$Q$4:$AB$26,6,FALSE)","v":82.994318181818187},{"$f":"VLOOKUP($A2790,$Q$4:$AB$26,7,FALSE)","v":55.32954545454546},{"$f":"VLOOKUP($A2790,$Q$4:$AB$26,9,FALSE)","v":27.66477272727273},{"$f":"VLOOKUP($A2790,$Q$4:$AB$26,10,FALSE)","v":0},{"$f":"VLOOKUP($A2790,$Q$4:$AB$26,11,FALSE)","v":0},{"$f":"IF(B2790-VLOOKUP(A2790,$Q$4:$AB$26,12,FALSE)<0,0,B2790-VLOOKUP(A2790,$Q$4:$AB$26,12,FALSE))","v":38.701305385096681},{"$f":"IF(B2790=150,0,IF(IF($I2790>D2790,($I2790-D2790)*($C2790-$C2791),0)<0,0,IF($I2790>D2790,($I2790-D2790)*($C2790-$C2791),0)))*$Y$30","v":0},{"$f":"IF(C2790=150,0,IF(IF($I2790>E2790,($I2790-E2790)*($C2790-$C2791),0)<0,0,IF($I2790>E2790,($I2790-E2790)*($C2790-$C2791),0)))*$Y$30","v":0},{"$f":"IF(D2790=150,0,IF(IF($I2790>F2790,($I2790-F2790)*($C2790-$C2791),0)<0,0,IF($I2790>F2790,($I2790-F2790)*($C2790-$C2791),0)))*$Y$30","v":481.62744540878788},{"$f":"IF(E2790=150,0,IF(IF($I2790>G2790,($I2790-G2790)*($C2790-$C2791),0)<0,0,IF($I2790>G2790,($I2790-G2790)*($C2790-$C2791),0)))*$Y$30","v":1688.9009822659839},{"$f":"IF(F2790=150,0,IF(IF($I2790>H2790,($I2790-H2790)*($C2790-$C2791),0)<0,0,IF($I2790>H2790,($I2790-H2790)*($C2790-$C2791),0)))*$Y$30","v":1688.9009822659839},{"$f":"VLOOKUP($A2790, $Q$4:$BB$26,33,FALSE)","v":2.8557649111780735E-2},{"$f":"VLOOKUP($A2790, $Q$4:$BB$26,34,FALSE)","v":3.9834420185359135E-3},{"$f":"VLOOKUP($A2790, $Q$4:$BB$26,35,FALSE)","v":9.3210284096976477E-5},{"$f":"VLOOKUP($A2790, $Q$4:$BB$26,36,FALSE)","v":false},{"$f":"VLOOKUP($A2790, $Q$4:$BB$26,37,FALSE)","v":1.8991706206195953E-2},{"$f":"J2790*1000*($S$34/365)","v":0},{"$f":"O2790*K2790*1000*($T$34/365)","v":0},{"$f":"P2790*L2790*1000*($U$34/365)","v":756.90148076244589},{"$f":"Q2790*M2790*1000*($V$34/365)","v":49.685267754716051},{"$f":"R2790*N2790*1000*($W$34/365)","v":0},{"$f":"S2790*K2790*1000*($X$34/365)","v":0}]
[2036,55,{"$f":"IF(LOADPROFILE=0.1,Results_10PoE!C2762,IF(LOADPROFILE=0.5,Results_50PoE!C2762,\"Invalid Load Profile %\"))","v":139},82.994318181818187,55.32954545454546,27.66477272727273,0,0,39.701305385096681,0,0,573.01835527524884,1890.0440318467356,1890.0440318467356,2.8557649111780735E-2,3.9834420185359135E-3,9.3210284096976477E-5,false,1.8991706206195953E-2,0,0,900.52684029202828,55.602634361970388,0,0]
[2036,56,{"$f":"IF(LOADPROFILE=0.1,Results_10PoE!C2763,IF(LOADPROFILE=0.5,Results_50PoE!C2763,\"Invalid Load Profile %\"))","v":91},82.994318181818187,55.32954545454546,27.66477272727273,0,0,40.701305385096681,0,0,504.25777343721751,1574.3411356515503,1574.3411356515503,2.8557649111780735E-2,3.9834420185359135E-3,9.3210284096976477E-5,false,1.8991706206195953E-2,0,0,792.46616661692383,46.31506623743082,0,0]
[2036,57,{"$f":"IF(LOADPROFILE=0.1,Results_10PoE!C2764,IF(LOADPROFILE=0.5,Results_50PoE!C2764,\"Invalid Load Profile %\"))","v":52},82.994318181818187,55.32954545454546,27.66477272727273,0,0,41.701305385096681,0,0,264.50832130904126,785.83098495192132,785.83098495192132,2.8557649111780735E-2,3.9834420185359135E-3,9.3210284096976477E-5,false,1.8991706206195953E-2,0,0,415.68798037012601,23.118124334857775,0,0]
[2036,58,{"$f":"IF(LOADPROFILE=0.1,Results_10PoE!C2765,IF(LOADPROFILE=0.5,Results_50PoE!C2765,\"Invalid Load Profile %\"))","v":33},82.994318181818187,55.32954545454546,27.66477272727273,0,0,42.701305385096681,0,0,208.78612568849286,592.91861468850971,592.91861468850971,2.8557649111780735E-2,3.9834420185359135E-3,9.3210284096976477E-5,false,1.8991706206195953E-2,0,0,328.11777900685001,17.442893595827393,0,0]
[2036,59,{"$f":"IF(LOADPROFILE=0.1,Results_10PoE!C2766,IF(LOADPROFILE=0.5,Results_50PoE!C2766,\"Invalid Load Profile %\"))","v":19},82.994318181818187,55.32954545454546,27.66477272727273,0,0,43.701305385096681,0,0,127.24079031086168,346.74506973944278,346.74506973944278,2.8557649111780735E-2,3.9834420185359135E-3,9.3210284096976477E-5,false,1.8991706206195953E-2,0,0,199.96522938582066,10.20078844972728,0,0]
[2036,60,{"$f":"IF(LOADPROFILE=0.1,Results_10PoE!C2767,IF(LOADPROFILE=0.5,Results_50PoE!C2767,\"Invalid Load Profile %\"))","v":11},82.994318181818187,55.32954545454546,27.66477272727273,0,0,44.701305385096681,0,0,50.690708657040652,133.00481344275858,133.00481344275858,2.8557649111780735E-2,3.9834420185359135E-3,9.3210284096976477E-5,false,1.8991706206195953E-2,0,0,79.662969395040491,3.9128284239038753,0,0]
[2036,61,{"$f":"IF(LOADPROFILE=0.1,Results_10PoE!C2768,IF(LOADPROFILE=0.5,Results_50PoE!C2768,\"Invalid Load Profile %\"))","v":8},82.994318181818187,55.32954545454546,27.66477272727273,0,0,45.701305385096681,0,0,35.777413965005451,90.653483822150719,90.653483822150719,2.8557649111780735E-2,3.9834420185359135E-3,9.3210284096976477E-5,false,1.8991706206195953E-2,0,0,56.225985180265489,2.6669074527733465,0,0]
[2036,62,{"$f":"IF(LOADPROFILE=0.1,Results_10PoE!C2769,IF(LOADPROFILE=0.5,Results_50PoE!C2769,\"Invalid Load Profile %\"))","v":6},82.994318181818187,55.32954545454546,27.66477272727273,0,0,46.701305385096681,0,0,94.402555396626155,231.59273003948934,231.59273003948934,2.8557649111780735E-2,3.9834420185359135E-3,9.3210284096976477E-5,false,1.8991706206195953E-2,0,0,148.35831024292665,6.8131565573602755,0,0]
[2036,63,{"$f":"IF(LOADPROFILE=0.1,Results_10PoE!C2770,IF(LOADPROFILE=0.5,Results_50PoE!C2770,\"Invalid Load Profile %\"))","v":1},82.994318181818187,55.32954545454546,27.66477272727273,0,0,47.701305385096681,0,0,19.872315176147737,47.310350104720371,47.310350104720371,2.8557649111780735E-2,3.9834420185359135E-3,9.3210284096976477E-5,false,1.8991706206195953E-2,0,0,31.23033150703791,1.3918088965574367,0,0]
[2036,64,{"$f":"IF(LOADPROFILE=0.1,Results_10PoE!C2771,IF(LOADPROFILE=0.5,Results_50PoE!C2771,\"Invalid Load Profile %\"))","v":0},82.994318181818187,55.32954545454546,27.66477272727273,0,0,48.701305385096681,0,0,0,0,0,2.8557649111780735E-2,3.9834420185359135E-3,9.3210284096976477E-5,false,1.8991706206195953E-2,0,0,0,0,0,0]
[2036,65,{"$f":"IF(LOADPROFILE=0.1,Results_10PoE!C2772,IF(LOADPROFILE=0.5,Results_50PoE!C2772,\"Invalid Load Profile %\"))","v":0},82.994318181818187,55.32954545454546,27.66477272727273,0,0,49.701305385096681,0,0,0,0,0,2.8557649111780735E-2,3.9834420185359135E-3,9.3210284096976477E-5,false,1.8991706206195953E-2,0,0,0,0,0,0]
[2036,66,{"$f":"IF(LOADPROFILE=0.1,Results_10PoE!C2773,IF(LOADPROFILE=0.5,Results_50PoE!C2773,\"Invalid Load Profile %\"))","v":0},82.994318181818187,55.32954545454546,27.66477272727273,0,0,50.701305385096681,0,0,0,0,0,2.8557649111780735E-2,3.9834420185359135E-3,9.3210284096976477E-5,false,1.8991706206195953E-2,0,0,0,0,0,0]
[2036,67,{"$f":"IF(LOADPROFILE=0.1,Results_10PoE!C2774,IF(LOADPROFILE=0.5,Results_50PoE!C2774,\"Invalid Load Profile %\"))","v":0},82.994318181818187,55.32954545454546,27.66477272727273,0,0,51.701305385096681,0,0,0,0,0,2.8557649111780735E-2,3.9834420185359135E-3,9.3210284096976477E-5,false,1.8991706206195953E-2,0,0,0,0,0,0]
[2036,68,{"$f":"IF(LOADPROFILE=0.1,Results_10PoE!C2775,IF(LOADPROFILE=0.5,Results_50PoE!C2775,\"Invalid Load Profile %\"))","v":0},82.994318181818187,55.32954545454546,27.66477272727273,0,0,52.701305385096681,0,0,0,0,0,2.8557649111780735E-2,3.9834420185359135E-3,9.3210284096976477E-5,false,1.8991706206195953E-2,0,0,0,0,0,0]
[2036,69,{"$f":"IF(LOADPROFILE=0.1,Results_10PoE!C2776,IF(LOADPROFILE=0.5,Results_50PoE!C2776,\"Invalid Load Profile %\"))","v":0},82.994318181818187,55.32954545454546,27.66477272727273,0,0,53.701305385096681,0,0,0,0,0,2.8557649111780735E-2,3.9834420185359135E-3,9.3210284096976477E-5,false,1.8991706206195953E-2,0,0,0,0,0,0]
[2036,70,{"$f":"IF(LOADPROFILE=0.1,Results_10PoE!C2777,IF(LOADPROFILE=0.5,Results_50PoE!C2777,\"Invalid Load Profile %\"))","v":0},82.994318181818187,55.32954545454546,27.66477272727273,0,0,54.701305385096681,0,0,0,0,0,2.8557649111780735E-2,3.9834420185359135E-3,9.3210284096976477E-5,false,1.8991706206195953E-2,0,0,0,0,0,0]
[2036,71,{"$f":"IF(LOADPROFILE=0.1,Results_10PoE!C2778,IF(LOADPROFILE=0.5,Results_50PoE!C2778,\"Invalid Load Profile %\"))","v":0},82.994318181818187,55.32954545454546,27.66477272727273,0,0,55.701305385096681,0,0,0,0,0,2.8557649111780735E-2,3.9834420185359135E-3,9.3210284096976477E-5,false,1.8991706206195953E-2,0,0,0,0,0,0]
[2036,72,{"$f":"IF(LOADPROFILE=0.1,Results_10PoE!C2779,IF(LOADPROFILE=0.5,Results_50PoE!C2779,\"Invalid Load Profile %\"))","v":0},82.994318181818187,55.32954545454546,27.66477272727273,0,0,56.701305385096681,0,0,0,0,0,2.8557649111780735E-2,3.9834420185359135E-3,9.3210284096976477E-5,false,1.8991706206195953E-2,0,0,0,0,0,0]
[2036,73,{"$f":"IF(LOADPROFILE=0.1,Results_10PoE!C2780,IF(LOADPROFILE=0.5,Results_50PoE!C2780,\"Invalid Load Profile %\"))","v":0},82.994318181818187,55.32954545454546,27.66477272727273,0,0,57.701305385096681,0,0,0,0,0,2.8557649111780735E-2,3.9834420185359135E-3,9.3210284096976477E-5,false,1.8991706206195953E-2,0,0,0,0,0,0]
[2036,74,{"$f":"IF(LOADPROFILE=0.1,Results_10PoE!C2781,IF(LOADPROFILE=0.5,Results_50PoE!C2781,\"Invalid Load Profile %\"))","v":0},82.994318181818187,55.32954545454546,27.66477272727273,0,0,58.701305385096681,0,0,0,0,0,2.8557649111780735E-2,3.9834420185359135E-3,9.3210284096976477E-5,false,1.8991706206195953E-2,0,0,0,0,0,0]
[2036,75,{"$f":"IF(LOADPROFILE=0.1,Results_10PoE!C2782,IF(LOADPROFILE=0.5,Results_50PoE!C2782,\"Invalid Load Profile %\"))","v":0},82.994318181818187,55.32954545454546,27.66477272727273,0,0,59.701305385096681,0,0,0,0,0,2.8557649111780735E-2,3.9834420185359135E-3,9.3210284096976477E-5,false,1.8991706206195953E-2,0,0,0,0,0,0]
[2036,76,{"$f":"IF(LOADPROFILE=0.1,Results_10PoE!C2783,IF(LOADPROFILE=0.5,Results_50PoE!C2783,\"Invalid Load Profile %\"))","v":0},82.994318181818187,55.32954545454546,27.66477272727273,0,0,60.701305385096681,0,0,0,0,0,2.8557649111780735E-2,3.9834420185359135E-3,9.3210284096976477E-5,false,1.8991706206195953E-2,0,0,0,0,0,0]
[2036,77,{"$f":"IF(LOADPROFILE=0.1,Results_10PoE!C2784,IF(LOADPROFILE=0.5,Results_50PoE!C2784,\"Invalid Load Profile %\"))","v":0},82.994318181818187,55.32954545454546,27.66477272727273,0,0,61.701305385096681,0,0,0,0,0,2.8557649111780735E-2,3.9834420185359135E-3,9.3210284096976477E-5,false,1.8991706206195953E-2,0,0,0,0,0,0]
[2036,78,{"$f":"IF(LOADPROFILE=0.1,Results_10PoE!C2785,IF(LOADPROFILE=0.5,Results_50PoE!C2785,\"Invalid Load Profile %\"))","v":0},82.994318181818187,55.32954545454546,27.66477272727273,0,0,62.701305385096681,0,0,0,0,0,2.8557649111780735E-2,3.9834420185359135E-3,9.3210284096976477E-5,false,1.8991706206195953E-2,0,0,0,0,0,0]
[2036,79,{"$f":"IF(LOADPROFILE=0.1,Results_10PoE!C2786,IF(LOADPROFILE=0.5,Results_50PoE!C2786,\"Invalid Load Profile %\"))","v":0},82.994318181818187,55.32954545454546,27.66477272727273,0,0,63.701305385096681,0,0,0,0,0,2.8557649111780735E-2,3.9834420185359135E-3,9.3210284096976477E-5,false,1.8991706206195953E-2,0,0,0,0,0,0]
[2036,80,{"$f":"IF(LOADPROFILE=0.1,Results_10PoE!C2787,IF(LOADPROFILE=0.5,Results_50PoE!C2787,\"Invalid Load Profile %\"))","v":0},82.994318181818187,55.32954545454546,27.66477272727273,0,0,64.701305385096688,0,0,0,0,0,2.8557649111780735E-2,3.9834420185359135E-3,9.3210284096976477E-5,false,1.8991706206195953E-2,0,0,0,0,0,0]
[2036,81,{"$f":"IF(LOADPROFILE=0.1,Results_10PoE!C2788,IF(LOADPROFILE=0.5,Results_50PoE!C2788,\"Invalid Load Profile %\"))","v":0},82.994318181818187,55.32954545454546,27.66477272727273,0,0,65.701305385096688,0,0,0,0,0,2.8557649111780735E-2,3.9834420185359135E-3,9.3210284096976477E-5,false,1.8991706206195953E-2,0,0,0,0,0,0]
[2036,82,{"$f":"IF(LOADPROFILE=0.1,Results_10PoE!C2789,IF(LOADPROFILE=0.5,Results_50PoE!C2789,\"Invalid Load Profile %\"))","v":0},82.994318181818187,55.32954545454546,27.66477272727273,0,0,66.701305385096688,0,0,0,0,0,2.8557649111780735E-2,3.9834420185359135E-3,9.3210284096976477E-5,false,1.8991706206195953E-2,0,0,0,0,0,0]
[2036,83,{"$f":"IF(LOADPROFILE=0.1,Results_10PoE!C2790,IF(LOADPROFILE=0.5,Results_50PoE!C2790,\"Invalid Load Profile %\"))","v":0},82.994318181818187,55.32954545454546,27.66477272727273,0,0,67.701305385096688,0,0,0,0,0,2.8557649111780735E-2,3.9834420185359135E-3,9.3210284096976477E-5,false,1.8991706206195953E-2,0,0,0,0,0,0]
[2036,84,{"$f":"IF(LOADPROFILE=0.1,Results_10PoE!C2791,IF(LOADPROFILE=0.5,Results_50PoE!C2791,\"Invalid Load Profile %\"))","v":0},82.994318181818187,55.32954545454546,27.66477272727273,0,0,68.701305385096688,0,0,0,0,0,2.8557649111780735E-2,3.9834420185359135E-3,9.3210284096976477E-5,false,1.8991706206195953E-2,0,0,0,0,0,0]
[2036,85,{"$f":"IF(LOADPROFILE=0.1,Results_10PoE!C2792,IF(LOADPROFILE=0.5,Results_50PoE!C2792,\"Invalid Load Profile %\"))","v":0},82.994318181818187,55.32954545454546,27.66477272727273,0,0,69.701305385096688,0,0,0,0,0,2.8557649111780735E-2,3.9834420185359135E-3,9.3210284096976477E-5,false,1.8991706206195953E-2,0,0,0,0,0,0]
[2036,86,{"$f":"IF(LOADPROFILE=0.1,Results_10PoE!C2793,IF(LOADPROFILE=0.5,Results_50PoE!C2793,\"Invalid Load Profile %\"))","v":0},82.994318181818187,55.32954545454546,27.66477272727273,0,0,70.701305385096688,0,0,0,0,0,2.8557649111780735E-2,3.9834420185359135E-3,9.3210284096976477E-5,false,1.8991706206195953E-2,0,0,0,0,0,0]
[2036,87,{"$f":"IF(LOADPROFILE=0.1,Results_10PoE!C2794,IF(LOADPROFILE=0.5,Results_50PoE!C2794,\"Invalid Load Profile %\"))","v":0},82.994318181818187,55.32954545454546,27.66477272727273,0,0,71.701305385096688,0,0,0,0,0,2.8557649111780735E-2,3.9834420185359135E-3,9.3210284096976477E-5,false,1.8991706206195953E-2,0,0,0,0,0,0]
[2036,88,{"$f":"IF(LOADPROFILE=0.1,Results_10PoE!C2795,IF(LOADPROFILE=0.5,Results_50PoE!C2795,\"Invalid Load Profile %\"))","v":0},82.994318181818187,55.32954545454546,27.66477272727273,0,0,72.701305385096688,0,0,0,0,0,2.8557649111780735E-2,3.9834420185359135E-3,9.3210284096976477E-5,false,1.8991706206195953E-2,0,0,0,0,0,0]
[2036,89,{"$f":"IF(LOADPROFILE=0.1,Results_10PoE!C2796,IF(LOADPROFILE=0.5,Results_50PoE!C2796,\"Invalid Load Profile %\"))","v":0},82.994318181818187,55.32954545454546,27.66477272727273,0,0,73.701305385096688,0,0,0,0,0,2.8557649111780735E-2,3.9834420185359135E-3,9.3210284096976477E-5,false,1.8991706206195953E-2,0,0,0,0,0,0]
[2036,90,{"$f":"IF(LOADPROFILE=0.1,Results_10PoE!C2797,IF(LOADPROFILE=0.5,Results_50PoE!C2797,\"Invalid Load Profile %\"))","v":0},82.994318181818187,55.32954545454546,27.66477272727273,0,0,74.701305385096688,0,0,0,0,0,2.8557649111780735E-2,3.9834420185359135E-3,9.3210284096976477E-5,false,1.8991706206195953E-2,0,0,0,0,0,0]
[2036,91,{"$f":"IF(LOADPROFILE=0.1,Results_10PoE!C2798,IF(LOADPROFILE=0.5,Results_50PoE!C2798,\"Invalid Load Profile %\"))","v":0},82.994318181818187,55.32954545454546,27.66477272727273,0,0,75.701305385096688,0,0,0,0,0,2.8557649111780735E-2,3.9834420185359135E-3,9.3210284096976477E-5,false,1.8991706206195953E-2,0,0,0,0,0,0]
[2036,92,{"$f":"IF(LOADPROFILE=0.1,Results_10PoE!C2799,IF(LOADPROFILE=0.5,Results_50PoE!C2799,\"Invalid Load Profile %\"))","v":0},82.994318181818187,55.32954545454546,27.66477272727273,0,0,76.701305385096688,0,0,0,0,0,2.8557649111780735E-2,3.9834420185359135E-3,9.3210284096976477E-5,false,1.8991706206195953E-2,0,0,0,0,0,0]
[2036,93,{"$f":"IF(LOADPROFILE=0.1,Results_10PoE!C2800,IF(LOADPROFILE=0.5,Results_50PoE!C2800,\"Invalid Load Profile %\"))","v":0},82.994318181818187,55.32954545454546,27.66477272727273,0,0,77.701305385096688,0,0,0,0,0,2.8557649111780735E-2,3.9834420185359135E-3,9.3210284096976477E-5,false,1.8991706206195953E-2,0,0,0,0,0,0]
[2036,94,{"$f":"IF(LOADPROFILE=0.1,Results_10PoE!C2801,IF(LOADPROFILE=0.5,Results_50PoE!C2801,\"Invalid Load Profile %\"))","v":0},82.994318181818187,55.32954545454546,27.66477272727273,0,0,78.701305385096688,0,0,0,0,0,2.8557649111780735E-2,3.9834420185359135E-3,9.3210284096976477E-5,false,1.8991706206195953E-2,0,0,0,0,0,0]
[2036,95,{"$f":"IF(LOADPROFILE=0.1,Results_10PoE!C2802,IF(LOADPROFILE=0.5,Results_50PoE!C2802,\"Invalid Load Profile %\"))","v":0},82.994318181818187,55.32954545454546,27.66477272727273,0,0,79.701305385096688,0,0,0,0,0,2.8557649111780735E-2,3.9834420185359135E-3,9.3210284096976477E-5,false,1.8991706206195953E-2,0,0,0,0,0,0]
[2036,96,{"$f":"IF(LOADPROFILE=0.1,Results_10PoE!C2803,IF(LOADPROFILE=0.5,Results_50PoE!C2803,\"Invalid Load Profile %\"))","v":0},82.994318181818187,55.32954545454546,27.66477272727273,0,0,80.701305385096688,0,0,0,0,0,2.8557649111780735E-2,3.9834420185359135E-3,9.3210284096976477E-5,false,1.8991706206195953E-2,0,0,0,0,0,0]
[2036,97,{"$f":"IF(LOADPROFILE=0.1,Results_10PoE!C2804,IF(LOADPROFILE=0.5,Results_50PoE!C2804,\"Invalid Load Profile %\"))","v":0},82.994318181818187,55.32954545454546,27.66477272727273,0,0,81.701305385096688,0,0,0,0,0,2.8557649111780735E-2,3.9834420185359135E-3,9.3210284096976477E-5,false,1.8991706206195953E-2,0,0,0,0,0,0]
[2036,98,{"$f":"IF(LOADPROFILE=0.1,Results_10PoE!C2805,IF(LOADPROFILE=0.5,Results_50PoE!C2805,\"Invalid Load Profile %\"))","v":0},82.994318181818187,55.32954545454546,27.66477272727273,0,0,82.701305385096688,0,0,0,0,0,2.8557649111780735E-2,3.9834420185359135E-3,9.3210284096976477E-5,false,1.8991706206195953E-2,0,0,0,0,0,0]
[2036,99,{"$f":"IF(LOADPROFILE=0.1,Results_10PoE!C2806,IF(LOADPROFILE=0.5,Results_50PoE!C2806,\"Invalid Load Profile %\"))","v":0},82.994318181818187,55.32954545454546,27.66477272727273,0,0,83.701305385096688,0,0,0,0,0,2.8557649111780735E-2,3.9834420185359135E-3,9.3210284096976477E-5,false,1.8991706206195953E-2,0,0,0,0,0,0]
[2036,100,{"$f":"IF(LOADPROFILE=0.1,Results_10PoE!C2807,IF(LOADPROFILE=0.5,Results_50PoE!C2807,\"Invalid Load Profile %\"))","v":0},82.994318181818187,55.32954545454546,27.66477272727273,0,0,84.701305385096688,0,0,0,0,0,2.8557649111780735E-2,3.9834420185359135E-3,9.3210284096976477E-5,false,1.8991706206195953E-2,0,0,0,0,0,0]
[2036,101,{"$f":"IF(LOADPROFILE=0.1,Results_10PoE!C2808,IF(LOADPROFILE=0.5,Results_50PoE!C2808,\"Invalid Load Profile %\"))","v":0},82.994318181818187,55.32954545454546,27.66477272727273,0,0,85.701305385096688,0,0,0,0,0,2.8557649111780735E-2,3.9834420185359135E-3,9.3210284096976477E-5,false,1.8991706206195953E-2,0,0,0,0,0,0]
[2036,102,{"$f":"IF(LOADPROFILE=0.1,Results_10PoE!C2809,IF(LOADPROFILE=0.5,Results_50PoE!C2809,\"Invalid Load Profile %\"))","v":0},82.994318181818187,55.32954545454546,27.66477272727273,0,0,86.701305385096688,0,0,0,0,0,2.8557649111780735E-2,3.9834420185359135E-3,9.3210284096976477E-5,false,1.8991706206195953E-2,0,0,0,0,0,0]
[2036,103,{"$f":"IF(LOADPROFILE=0.1,Results_10PoE!C2810,IF(LOADPROFILE=0.5,Results_50PoE!C2810,\"Invalid Load Profile %\"))","v":0},82.994318181818187,55.32954545454546,27.66477272727273,0,0,87.701305385096688,0,0,0,0,0,2.8557649111780735E-2,3.9834420185359135E-3,9.3210284096976477E-5,false,1.8991706206195953E-2,0,0,0,0,0,0]
[2036,104,{"$f":"IF(LOADPROFILE=0.1,Results_10PoE!C2811,IF(LOADPROFILE=0.5,Results_50PoE!C2811,\"Invalid Load Profile %\"))","v":0},82.994318181818187,55.32954545454546,27.66477272727273,0,0,88.701305385096688,0,0,0,0,0,2.8557649111780735E-2,3.9834420185359135E-3,9.3210284096976477E-5,false,1.8991706206195953E-2,0,0,0,0,0,0]
[2036,105,{"$f":"IF(LOADPROFILE=0.1,Results_10PoE!C2812,IF(LOADPROFILE=0.5,Results_50PoE!C2812,\"Invalid Load Profile %\"))","v":0},82.994318181818187,55.32954545454546,27.66477272727273,0,0,89.701305385096688,0,0,0,0,0,2.8557649111780735E-2,3.9834420185359135E-3,9.3210284096976477E-5,false,1.8991706206195953E-2,0,0,0,0,0,0]
[2036,106,{"$f":"IF(LOADPROFILE=0.1,Results_10PoE!C2813,IF(LOADPROFILE=0.5,Results_50PoE!C2813,\"Invalid Load Profile %\"))","v":0},82.994318181818187,55.32954545454546,27.66477272727273,0,0,90.701305385096688,0,0,0,0,0,2.8557649111780735E-2,3.9834420185359135E-3,9.3210284096976477E-5,false,1.8991706206195953E-2,0,0,0,0,0,0]
[2036,107,{"$f":"IF(LOADPROFILE=0.1,Results_10PoE!C2814,IF(LOADPROFILE=0.5,Results_50PoE!C2814,\"Invalid Load Profile %\"))","v":0},82.994318181818187,55.32954545454546,27.66477272727273,0,0,91.701305385096688,0,0,0,0,0,2.8557649111780735E-2,3.9834420185359135E-3,9.3210284096976477E-5,false,1.8991706206195953E-2,0,0,0,0,0,0]
[2036,108,{"$f":"IF(LOADPROFILE=0.1,Results_10PoE!C2815,IF(LOADPROFILE=0.5,Results_50PoE!C2815,\"Invalid Load Profile %\"))","v":0},82.994318181818187,55.32954545454546,27.66477272727273,0,0,92.701305385096688,0,0,0,0,0,2.8557649111780735E-2,3.9834420185359135E-3,9.3210284096976477E-5,false,1.8991706206195953E-2,0,0,0,0,0,0]
[2036,109,{"$f":"IF(LOADPROFILE=0.1,Results_10PoE!C2816,IF(LOADPROFILE=0.5,Results_50PoE!C2816,\"Invalid Load Profile %\"))","v":0},82.994318181818187,55.32954545454546,27.66477272727273,0,0,93.701305385096688,0,0,0,0,0,2.8557649111780735E-2,3.9834420185359135E-3,9.3210284096976477E-5,false,1.8991706206195953E-2,0,0,0,0,0,0]
[2036,110,{"$f":"IF(LOADPROFILE=0.1,Results_10PoE!C2817,IF(LOADPROFILE=0.5,Results_50PoE!C2817,\"Invalid Load Profile %\"))","v":0},82.994318181818187,55.32954545454546,27.66477272727273,0,0,94.701305385096688,0,0,0,0,0,2.8557649111780735E-2,3.9834420185359135E-3,9.3210284096976477E-5,false,1.8991706206195953E-2,0,0,0,0,0,0]
[2036,111,{"$f":"IF(LOADPROFILE=0.1,Results_10PoE!C2818,IF(LOADPROFILE=0.5,Results_50PoE!C2818,\"Invalid Load Profile %\"))","v":0},82.994318181818187,55.32954545454546,27.66477272727273,0,0,95.701305385096688,0,0,0,0,0,2.8557649111780735E-2,3.9834420185359135E-3,9.3210284096976477E-5,false,1.8991706206195953E-2,0,0,0,0,0,0]
[2036,112,{"$f":"IF(LOADPROFILE=0.1,Results_10PoE!C2819,IF(LOADPROFILE=0.5,Results_50PoE!C2819,\"Invalid Load Profile %\"))","v":0},82.994318181818187,55.32954545454546,27.66477272727273,0,0,96.701305385096688,0,0,0,0,0,2.8557649111780735E-2,3.9834420185359135E-3,9.3210284096976477E-5,false,1.8991706206195953E-2,0,0,0,0,0,0]
[2036,113,{"$f":"IF(LOADPROFILE=0.1,Results_10PoE!C2820,IF(LOADPROFILE=0.5,Results_50PoE!C2820,\"Invalid Load Profile %\"))","v":0},82.994318181818187,55.32954545454546,27.66477272727273,0,0,97.701305385096688,0,0,0,0,0,2.8557649111780735E-2,3.9834420185359135E-3,9.3210284096976477E-5,false,1.8991706206195953E-2,0,0,0,0,0,0]
[2036,114,{"$f":"IF(LOADPROFILE=0.1,Results_10PoE!C2821,IF(LOADPROFILE=0.5,Results_50PoE!C2821,\"Invalid Load Profile %\"))","v":0},82.994318181818187,55.32954545454546,27.66477272727273,0,0,98.701305385096688,0,0,0,0,0,2.8557649111780735E-2,3.9834420185359135E-3,9.3210284096976477E-5,false,1.8991706206195953E-2,0,0,0,0,0,0]
[2036,115,{"$f":"IF(LOADPROFILE=0.1,Results_10PoE!C2822,IF(LOADPROFILE=0.5,Results_50PoE!C2822,\"Invalid Load Profile %\"))","v":0},82.994318181818187,55.32954545454546,27.66477272727273,0,0,99.701305385096688,0,0,0,0,0,2.8557649111780735E-2,3.9834420185359135E-3,9.3210284096976477E-5,false,1.8991706206195953E-2,0,0,0,0,0,0]
[2036,116,{"$f":"IF(LOADPROFILE=0.1,Results_10PoE!C2823,IF(LOADPROFILE=0.5,Results_50PoE!C2823,\"Invalid Load Profile %\"))","v":0},82.994318181818187,55.32954545454546,27.66477272727273,0,0,100.70130538509669,0,0,0,0,0,2.8557649111780735E-2,3.9834420185359135E-3,9.3210284096976477E-5,false,1.8991706206195953E-2,0,0,0,0,0,0]
[2036,117,{"$f":"IF(LOADPROFILE=0.1,Results_10PoE!C2824,IF(LOADPROFILE=0.5,Results_50PoE!C2824,\"Invalid Load Profile %\"))","v":0},82.994318181818187,55.32954545454546,27.66477272727273,0,0,101.70130538509669,0,0,0,0,0,2.8557649111780735E-2,3.9834420185359135E-3,9.3210284096976477E-5,false,1.8991706206195953E-2,0,0,0,0,0,0]
[2036,118,{"$f":"IF(LOADPROFILE=0.1,Results_10PoE!C2825,IF(LOADPROFILE=0.5,Results_50PoE!C2825,\"Invalid Load Profile %\"))","v":0},{"$f":"VLOOKUP($A2854,$Q$4:$AB$26,6,FALSE)","v":82.994318181818187},{"$f":"VLOOKUP($A2854,$Q$4:$AB$26,7,FALSE)","v":55.32954545454546},{"$f":"VLOOKUP($A2854,$Q$4:$AB$26,9,FALSE)","v":27.66477272727273},{"$f":"VLOOKUP($A2854,$Q$4:$AB$26,10,FALSE)","v":0},{"$f":"VLOOKUP($A2854,$Q$4:$AB$26,11,FALSE)","v":0},{"$f":"IF(B2854-VLOOKUP(A2854,$Q$4:$AB$26,12,FALSE)<0,0,B2854-VLOOKUP(A2854,$Q$4:$AB$26,12,FALSE))","v":102.70130538509669},{"$f":"IF(B2854=150,0,IF(IF($I2854>D2854,($I2854-D2854)*($C2854-$C2855),0)<0,0,IF($I2854>D2854,($I2854-D2854)*($C2854-$C2855),0)))*$Y$30","v":0},{"$f":"IF(C2854=150,0,IF(IF($I2854>E2854,($I2854-E2854)*($C2854-$C2855),0)<0,0,IF($I2854>E2854,($I2854-E2854)*($C2854-$C2855),0)))*$Y$30","v":0},{"$f":"IF(D2854=150,0,IF(IF($I2854>F2854,($I2854-F2854)*($C2854-$C2855),0)<0,0,IF($I2854>F2854,($I2854-F2854)*($C2854-$C2855),0)))*$Y$30","v":0},{"$f":"IF(E2854=150,0,IF(IF($I2854>G2854,($I2854-G2854)*($C2854-$C2855),0)<0,0,IF($I2854>G2854,($I2854-G2854)*($C2854-$C2855),0)))*$Y$30","v":0},{"$f":"IF(F2854=150,0,IF(IF($I2854>H2854,($I2854-H2854)*($C2854-$C2855),0)<0,0,IF($I2854>H2854,($I2854-H2854)*($C2854-$C2855),0)))*$Y$30","v":0},{"$f":"VLOOKUP($A2854, $Q$4:$BB$26,33,FALSE)","v":2.8557649111780735E-2},{"$f":"VLOOKUP($A2854, $Q$4:$BB$26,34,FALSE)","v":3.9834420185359135E-3},{"$f":"VLOOKUP($A2854, $Q$4:$BB$26,35,FALSE)","v":9.3210284096976477E-5},{"$f":"VLOOKUP($A2854, $Q$4:$BB$26,36,FALSE)","v":false},{"$f":"VLOOKUP($A2854, $Q$4:$BB$26,37,FALSE)","v":1.8991706206195953E-2},{"$f":"J2854*1000*($S$34/365)","v":0},{"$f":"O2854*K2854*1000*($T$34/365)","v":0},{"$f":"P2854*L2854*1000*($U$34/365)","v":0},{"$f":"Q2854*M2854*1000*($V$34/365)","v":0},{"$f":"R2854*N2854*1000*($W$34/365)","v":0},{"$f":"S2854*K2854*1000*($X$34/365)","v":0}]
[2036,119,{"$f":"IF(LOADPROFILE=0.1,Results_10PoE!C2826,IF(LOADPROFILE=0.5,Results_50PoE!C2826,\"Invalid Load Profile %\"))","v":0},82.994318181818187,55.32954545454546,27.66477272727273,0,0,103.70130538509669,0,0,0,0,0,2.8557649111780735E-2,3.9834420185359135E-3,9.3210284096976477E-5,false,1.8991706206195953E-2,0,0,0,0,0,0]
[2036,120,{"$f":"IF(LOADPROFILE=0.1,Results_10PoE!C2827,IF(LOADPROFILE=0.5,Results_50PoE!C2827,\"Invalid Load Profile %\"))","v":0},82.994318181818187,55.32954545454546,27.66477272727273,0,0,104.70130538509669,0,0,0,0,0,2.8557649111780735E-2,3.9834420185359135E-3,9.3210284096976477E-5,false,1.8991706206195953E-2,0,0,0,0,0,0]
[2036,121,{"$f":"IF(LOADPROFILE=0.1,Results_10PoE!C2828,IF(LOADPROFILE=0.5,Results_50PoE!C2828,\"Invalid Load Profile %\"))","v":0},82.994318181818187,55.32954545454546,27.66477272727273,0,0,105.70130538509669,0,0,0,0,0,2.8557649111780735E-2,3.9834420185359135E-3,9.3210284096976477E-5,false,1.8991706206195953E-2,0,0,0,0,0,0]
[2036,122,{"$f":"IF(LOADPROFILE=0.1,Results_10PoE!C2829,IF(LOADPROFILE=0.5,Results_50PoE!C2829,\"Invalid Load Profile %\"))","v":0},82.994318181818187,55.32954545454546,27.66477272727273,0,0,106.70130538509669,0,0,0,0,0,2.8557649111780735E-2,3.9834420185359135E-3,9.3210284096976477E-5,false,1.8991706206195953E-2,0,0,0,0,0,0]
[2036,123,{"$f":"IF(LOADPROFILE=0.1,Results_10PoE!C2830,IF(LOADPROFILE=0.5,Results_50PoE!C2830,\"Invalid Load Profile %\"))","v":0},82.994318181818187,55.32954545454546,27.66477272727273,0,0,107.70130538509669,0,0,0,0,0,2.8557649111780735E-2,3.9834420185359135E-3,9.3210284096976477E-5,false,1.8991706206195953E-2,0,0,0,0,0,0]
[2036,124,{"$f":"IF(LOADPROFILE=0.1,Results_10PoE!C2831,IF(LOADPROFILE=0.5,Results_50PoE!C2831,\"Invalid Load Profile %\"))","v":0},82.994318181818187,55.32954545454546,27.66477272727273,0,0,108.70130538509669,0,0,0,0,0,2.8557649111780735E-2,3.9834420185359135E-3,9.3210284096976477E-5,false,1.8991706206195953E-2,0,0,0,0,0,0]
[2036,125,{"$f":"IF(LOADPROFILE=0.1,Results_10PoE!C2832,IF(LOADPROFILE=0.5,Results_50PoE!C2832,\"Invalid Load Profile %\"))","v":0},82.994318181818187,55.32954545454546,27.66477272727273,0,0,109.70130538509669,0,0,0,0,0,2.8557649111780735E-2,3.9834420185359135E-3,9.3210284096976477E-5,false,1.8991706206195953E-2,0,0,0,0,0,0]
[2036,126,{"$f":"IF(LOADPROFILE=0.1,Results_10PoE!C2833,IF(LOADPROFILE=0.5,Results_50PoE!C2833,\"Invalid Load Profile %\"))","v":0},82.994318181818187,55.32954545454546,27.66477272727273,0,0,110.70130538509669,0,0,0,0,0,2.8557649111780735E-2,3.9834420185359135E-3,9.3210284096976477E-5,false,1.8991706206195953E-2,0,0,0,0,0,0]
[2036,127,{"$f":"IF(LOADPROFILE=0.1,Results_10PoE!C2834,IF(LOADPROFILE=0.5,Results_50PoE!C2834,\"Invalid Load Profile %\"))","v":0},82.994318181818187,55.32954545454546,27.66477272727273,0,0,111.70130538509669,0,0,0,0,0,2.8557649111780735E-2,3.9834420185359135E-3,9.3210284096976477E-5,false,1.8991706206195953E-2,0,0,0,0,0,0]
[2036,128,{"$f":"IF(LOADPROFILE=0.1,Results_10PoE!C2835,IF(LOADPROFILE=0.5,Results_50PoE!C2835,\"Invalid Load Profile %\"))","v":0},82.994318181818187,55.32954545454546,27.66477272727273,0,0,112.70130538509669,0,0,0,0,0,2.8557649111780735E-2,3.9834420185359135E-3,9.3210284096976477E-5,false,1.8991706206195953E-2,0,0,0,0,0,0]
[2036,129,{"$f":"IF(LOADPROFILE=0.1,Results_10PoE!C2836,IF(LOADPROFILE=0.5,Results_50PoE!C2836,\"Invalid Load Profile %\"))","v":0},82.994318181818187,55.32954545454546,27.66477272727273,0,0,113.70130538509669,0,0,0,0,0,2.8557649111780735E-2,3.9834420185359135E-3,9.3210284096976477E-5,false,1.8991706206195953E-2,0,0,0,0,0,0]
[2036,130,{"$f":"IF(LOADPROFILE=0.1,Results_10PoE!C2837,IF(LOADPROFILE=0.5,Results_50PoE!C2837,\"Invalid Load Profile %\"))","v":0},82.994318181818187,55.32954545454546,27.66477272727273,0,0,114.70130538509669,0,0,0,0,0,2.8557649111780735E-2,3.9834420185359135E-3,9.3210284096976477E-5,false,1.8991706206195953E-2,0,0,0,0,0,0]
[2036,131,{"$f":"IF(LOADPROFILE=0.1,Results_10PoE!C2838,IF(LOADPROFILE=0.5,Results_50PoE!C2838,\"Invalid Load Profile %\"))","v":0},82.994318181818187,55.32954545454546,27.66477272727273,0,0,115.70130538509669,0,0,0,0,0,2.8557649111780735E-2,3.9834420185359135E-3,9.3210284096976477E-5,false,1.8991706206195953E-2,0,0,0,0,0,0]
[2036,132,{"$f":"IF(LOADPROFILE=0.1,Results_10PoE!C2839,IF(LOADPROFILE=0.5,Results_50PoE!C2839,\"Invalid Load Profile %\"))","v":0},82.994318181818187,55.32954545454546,27.66477272727273,0,0,116.70130538509669,0,0,0,0,0,2.8557649111780735E-2,3.9834420185359135E-3,9.3210284096976477E-5,false,1.8991706206195953E-2,0,0,0,0,0,0]
[2036,133,{"$f":"IF(LOADPROFILE=0.1,Results_10PoE!C2840,IF(LOADPROFILE=0.5,Results_50PoE!C2840,\"Invalid Load Profile %\"))","v":0},82.994318181818187,55.32954545454546,27.66477272727273,0,0,117.70130538509669,0,0,0,0,0,2.8557649111780735E-2,3.9834420185359135E-3,9.3210284096976477E-5,false,1.8991706206195953E-2,0,0,0,0,0,0]
[2036,134,{"$f":"IF(LOADPROFILE=0.1,Results_10PoE!C2841,IF(LOADPROFILE=0.5,Results_50PoE!C2841,\"Invalid Load Profile %\"))","v":0},82.994318181818187,55.32954545454546,27.66477272727273,0,0,118.70130538509669,0,0,0,0,0,2.8557649111780735E-2,3.9834420185359135E-3,9.3210284096976477E-5,false,1.8991706206195953E-2,0,0,0,0,0,0]
[2036,135,{"$f":"IF(LOADPROFILE=0.1,Results_10PoE!C2842,IF(LOADPROFILE=0.5,Results_50PoE!C2842,\"Invalid Load Profile %\"))","v":0},82.994318181818187,55.32954545454546,27.66477272727273,0,0,119.70130538509669,0,0,0,0,0,2.8557649111780735E-2,3.9834420185359135E-3,9.3210284096976477E-5,false,1.8991706206195953E-2,0,0,0,0,0,0]
[2036,136,{"$f":"IF(LOADPROFILE=0.1,Results_10PoE!C2843,IF(LOADPROFILE=0.5,Results_50PoE!C2843,\"Invalid Load Profile %\"))","v":0},82.994318181818187,55.32954545454546,27.66477272727273,0,0,120.70130538509669,0,0,0,0,0,2.8557649111780735E-2,3.9834420185359135E-3,9.3210284096976477E-5,false,1.8991706206195953E-2,0,0,0,0,0,0]
[2036,137,{"$f":"IF(LOADPROFILE=0.1,Results_10PoE!C2844,IF(LOADPROFILE=0.5,Results_50PoE!C2844,\"Invalid Load Profile %\"))","v":0},82.994318181818187,55.32954545454546,27.66477272727273,0,0,121.70130538509669,0,0,0,0,0,2.8557649111780735E-2,3.9834420185359135E-3,9.3210284096976477E-5,false,1.8991706206195953E-2,0,0,0,0,0,0]
[2036,138,{"$f":"IF(LOADPROFILE=0.1,Results_10PoE!C2845,IF(LOADPROFILE=0.5,Results_50PoE!C2845,\"Invalid Load Profile %\"))","v":0},82.994318181818187,55.32954545454546,27.66477272727273,0,0,122.70130538509669,0,0,0,0,0,2.8557649111780735E-2,3.9834420185359135E-3,9.3210284096976477E-5,false,1.8991706206195953E-2,0,0,0,0,0,0]
[2036,139,{"$f":"IF(LOADPROFILE=0.1,Results_10PoE!C2846,IF(LOADPROFILE=0.5,Results_50PoE!C2846,\"Invalid Load Profile %\"))","v":0},82.994318181818187,55.32954545454546,27.66477272727273,0,0,123.70130538509669,0,0,0,0,0,2.8557649111780735E-2,3.9834420185359135E-3,9.3210284096976477E-5,false,1.8991706206195953E-2,0,0,0,0,0,0]
[2036,140,{"$f":"IF(LOADPROFILE=0.1,Results_10PoE!C2847,IF(LOADPROFILE=0.5,Results_50PoE!C2847,\"Invalid Load Profile %\"))","v":0},82.994318181818187,55.32954545454546,27.66477272727273,0,0,124.70130538509669,0,0,0,0,0,2.8557649111780735E-2,3.9834420185359135E-3,9.3210284096976477E-5,false,1.8991706206195953E-2,0,0,0,0,0,0]
[2036,141,{"$f":"IF(LOADPROFILE=0.1,Results_10PoE!C2848,IF(LOADPROFILE=0.5,Results_50PoE!C2848,\"Invalid Load Profile %\"))","v":0},82.994318181818187,55.32954545454546,27.66477272727273,0,0,125.70130538509669,0,0,0,0,0,2.8557649111780735E-2,3.9834420185359135E-3,9.3210284096976477E-5,false,1.8991706206195953E-2,0,0,0,0,0,0]
[2036,142,{"$f":"IF(LOADPROFILE=0.1,Results_10PoE!C2849,IF(LOADPROFILE=0.5,Results_50PoE!C2849,\"Invalid Load Profile %\"))","v":0},82.994318181818187,55.32954545454546,27.66477272727273,0,0,126.70130538509669,0,0,0,0,0,2.8557649111780735E-2,3.9834420185359135E-3,9.3210284096976477E-5,false,1.8991706206195953E-2,0,0,0,0,0,0]
[2036,143,{"$f":"IF(LOADPROFILE=0.1,Results_10PoE!C2850,IF(LOADPROFILE=0.5,Results_50PoE!C2850,\"Invalid Load Profile %\"))","v":0},82.994318181818187,55.32954545454546,27.66477272727273,0,0,127.70130538509669,0,0,0,0,0,2.8557649111780735E-2,3.9834420185359135E-3,9.3210284096976477E-5,false,1.8991706206195953E-2,0,0,0,0,0,0]
[2036,144,{"$f":"IF(LOADPROFILE=0.1,Results_10PoE!C2851,IF(LOADPROFILE=0.5,Results_50PoE!C2851,\"Invalid Load Profile %\"))","v":0},82.994318181818187,55.32954545454546,27.66477272727273,0,0,128.70130538509667,0,0,0,0,0,2.8557649111780735E-2,3.9834420185359135E-3,9.3210284096976477E-5,false,1.8991706206195953E-2,0,0,0,0,0,0]
[2036,145,{"$f":"IF(LOADPROFILE=0.1,Results_10PoE!C2852,IF(LOADPROFILE=0.5,Results_50PoE!C2852,\"Invalid Load Profile %\"))","v":0},82.994318181818187,55.32954545454546,27.66477272727273,0,0,129.70130538509667,0,0,0,0,0,2.8557649111780735E-2,3.9834420185359135E-3,9.3210284096976477E-5,false,1.8991706206195953E-2,0,0,0,0,0,0]
[2036,146,{"$f":"IF(LOADPROFILE=0.1,Results_10PoE!C2853,IF(LOADPROFILE=0.5,Results_50PoE!C2853,\"Invalid Load Profile %\"))","v":0},82.994318181818187,55.32954545454546,27.66477272727273,0,0,130.70130538509667,0,0,0,0,0,2.8557649111780735E-2,3.9834420185359135E-3,9.3210284096976477E-5,false,1.8991706206195953E-2,0,0,0,0,0,0]
[2036,147,{"$f":"IF(LOADPROFILE=0.1,Results_10PoE!C2854,IF(LOADPROFILE=0.5,Results_50PoE!C2854,\"Invalid Load Profile %\"))","v":0},82.994318181818187,55.32954545454546,27.66477272727273,0,0,131.70130538509667,0,0,0,0,0,2.8557649111780735E-2,3.9834420185359135E-3,9.3210284096976477E-5,false,1.8991706206195953E-2,0,0,0,0,0,0]
[2036,148,{"$f":"IF(LOADPROFILE=0.1,Results_10PoE!C2855,IF(LOADPROFILE=0.5,Results_50PoE!C2855,\"Invalid Load Profile %\"))","v":0},82.994318181818187,55.32954545454546,27.66477272727273,0,0,132.70130538509667,0,0,0,0,0,2.8557649111780735E-2,3.9834420185359135E-3,9.3210284096976477E-5,false,1.8991706206195953E-2,0,0,0,0,0,0]
[2036,149,{"$f":"IF(LOADPROFILE=0.1,Results_10PoE!C2856,IF(LOADPROFILE=0.5,Results_50PoE!C2856,\"Invalid Load Profile %\"))","v":0},82.994318181818187,55.32954545454546,27.66477272727273,0,0,133.70130538509667,0,0,0,0,0,2.8557649111780735E-2,3.9834420185359135E-3,9.3210284096976477E-5,false,1.8991706206195953E-2,0,0,0,0,0,0]
[2036,150,{"$f":"IF(LOADPROFILE=0.1,Results_10PoE!C2857,IF(LOADPROFILE=0.5,Results_50PoE!C2857,\"Invalid Load Profile %\"))","v":0},82.994318181818187,55.32954545454546,27.66477272727273,0,0,134.70130538509667,0,0,0,0,0,2.8557649111780735E-2,3.9834420185359135E-3,9.3210284096976477E-5,false,1.8991706206195953E-2,0,0,0,0,0,0]
[2037,1,{"$f":"IF(LOADPROFILE=0.1,Results_10PoE!C2858,IF(LOADPROFILE=0.5,Results_50PoE!C2858,\"Invalid Load Profile %\"))","v":8758},82.994318181818187,55.32954545454546,27.66477272727273,0,0,0,0,0,0,0,0,2.9916810848051301E-2,4.1832327236446358E-3,9.9234669989454994E-5,false,1.9678365773902463E-2,0,0,0,0,0,0]
[2037,2,{"$f":"IF(LOADPROFILE=0.1,Results_10PoE!C2859,IF(LOADPROFILE=0.5,Results_50PoE!C2859,\"Invalid Load Profile %\"))","v":8749},82.994318181818187,55.32954545454546,27.66477272727273,0,0,0,0,0,0,0,0,2.9916810848051301E-2,4.1832327236446358E-3,9.9234669989454994E-5,false,1.9678365773902463E-2,0,0,0,0,0,0]
[2037,3,{"$f":"IF(LOADPROFILE=0.1,Results_10PoE!C2860,IF(LOADPROFILE=0.5,Results_50PoE!C2860,\"Invalid Load Profile %\"))","v":8723},82.994318181818187,55.32954545454546,27.66477272727273,0,0,0,0,0,0,0,0,2.9916810848051301E-2,4.1832327236446358E-3,9.9234669989454994E-5,false,1.9678365773902463E-2,0,0,0,0,0,0]
[2037,4,{"$f":"IF(LOADPROFILE=0.1,Results_10PoE!C2861,IF(LOADPROFILE=0.5,Results_50PoE!C2861,\"Invalid Load Profile %\"))","v":8694},82.994318181818187,55.32954545454546,27.66477272727273,0,0,0,0,0,0,0,0,2.9916810848051301E-2,4.1832327236446358E-3,9.9234669989454994E-5,false,1.9678365773902463E-2,0,0,0,0,0,0]
[2037,5,{"$f":"IF(LOADPROFILE=0.1,Results_10PoE!C2862,IF(LOADPROFILE=0.5,Results_50PoE!C2862,\"Invalid Load Profile %\"))","v":8640},82.994318181818187,55.32954545454546,27.66477272727273,0,0,0,0,0,0,0,0,2.9916810848051301E-2,4.1832327236446358E-3,9.9234669989454994E-5,false,1.9678365773902463E-2,0,0,0,0,0,0]
[2037,6,{"$f":"IF(LOADPROFILE=0.1,Results_10PoE!C2863,IF(LOADPROFILE=0.5,Results_50PoE!C2863,\"Invalid Load Profile %\"))","v":8519},82.994318181818187,55.32954545454546,27.66477272727273,0,0,0,0,0,0,0,0,2.9916810848051301E-2,4.1832327236446358E-3,9.9234669989454994E-5,false,1.9678365773902463E-2,0,0,0,0,0,0]
[2037,7,{"$f":"IF(LOADPROFILE=0.1,Results_10PoE!C2864,IF(LOADPROFILE=0.5,Results_50PoE!C2864,\"Invalid Load Profile %\"))","v":8409},82.994318181818187,55.32954545454546,27.66477272727273,0,0,0,0,0,0,0,0,2.9916810848051301E-2,4.1832327236446358E-3,9.9234669989454994E-5,false,1.9678365773902463E-2,0,0,0,0,0,0]
[2037,8,{"$f":"IF(LOADPROFILE=0.1,Results_10PoE!C2865,IF(LOADPROFILE=0.5,Results_50PoE!C2865,\"Invalid Load Profile %\"))","v":8246},82.994318181818187,55.32954545454546,27.66477272727273,0,0,0,0,0,0,0,0,2.9916810848051301E-2,4.1832327236446358E-3,9.9234669989454994E-5,false,1.9678365773902463E-2,0,0,0,0,0,0]
[2037,9,{"$f":"IF(LOADPROFILE=0.1,Results_10PoE!C2866,IF(LOADPROFILE=0.5,Results_50PoE!C2866,\"Invalid Load Profile %\"))","v":8086},82.994318181818187,55.32954545454546,27.66477272727273,0,0,0,0,0,0,0,0,2.9916810848051301E-2,4.1832327236446358E-3,9.9234669989454994E-5,false,1.9678365773902463E-2,0,0,0,0,0,0]
[2037,10,{"$f":"IF(LOADPROFILE=0.1,Results_10PoE!C2867,IF(LOADPROFILE=0.5,Results_50PoE!C2867,\"Invalid Load Profile %\"))","v":7884},82.994318181818187,55.32954545454546,27.66477272727273,0,0,0,0,0,0,0,0,2.9916810848051301E-2,4.1832327236446358E-3,9.9234669989454994E-5,false,1.9678365773902463E-2,0,0,0,0,0,0]
[2037,11,{"$f":"IF(LOADPROFILE=0.1,Results_10PoE!C2868,IF(LOADPROFILE=0.5,Results_50PoE!C2868,\"Invalid Load Profile %\"))","v":7623},82.994318181818187,55.32954545454546,27.66477272727273,0,0,0,0,0,0,0,0,2.9916810848051301E-2,4.1832327236446358E-3,9.9234669989454994E-5,false,1.9678365773902463E-2,0,0,0,0,0,0]
[2037,12,{"$f":"IF(LOADPROFILE=0.1,Results_10PoE!C2869,IF(LOADPROFILE=0.5,Results_50PoE!C2869,\"Invalid Load Profile %\"))","v":7309},82.994318181818187,55.32954545454546,27.66477272727273,0,0,0,0,0,0,0,0,2.9916810848051301E-2,4.1832327236446358E-3,9.9234669989454994E-5,false,1.9678365773902463E-2,0,0,0,0,0,0]
[2037,13,{"$f":"IF(LOADPROFILE=0.1,Results_10PoE!C2870,IF(LOADPROFILE=0.5,Results_50PoE!C2870,\"Invalid Load Profile %\"))","v":6978},82.994318181818187,55.32954545454546,27.66477272727273,0,0,0,0,0,0,0,0,2.9916810848051301E-2,4.1832327236446358E-3,9.9234669989454994E-5,false,1.9678365773902463E-2,0,0,0,0,0,0]
[2037,14,{"$f":"IF(LOADPROFILE=0.1,Results_10PoE!C2871,IF(LOADPROFILE=0.5,Results_50PoE!C2871,\"Invalid Load Profile %\"))","v":6706},82.994318181818187,55.32954545454546,27.66477272727273,0,0,0,0,0,0,0,0,2.9916810848051301E-2,4.1832327236446358E-3,9.9234669989454994E-5,false,1.9678365773902463E-2,0,0,0,0,0,0]
[2037,15,{"$f":"IF(LOADPROFILE=0.1,Results_10PoE!C2872,IF(LOADPROFILE=0.5,Results_50PoE!C2872,\"Invalid Load Profile %\"))","v":6400},82.994318181818187,55.32954545454546,27.66477272727273,0,0,0,0,0,0,0,0,2.9916810848051301E-2,4.1832327236446358E-3,9.9234669989454994E-5,false,1.9678365773902463E-2,0,0,0,0,0,0]
[2037,16,{"$f":"IF(LOADPROFILE=0.1,Results_10PoE!C2873,IF(LOADPROFILE=0.5,Results_50PoE!C2873,\"Invalid Load Profile %\"))","v":6093},82.994318181818187,55.32954545454546,27.66477272727273,0,0,0.86992189956342791,0,0,0,258.8376311707874,258.8376311707874,2.9916810848051301E-2,4.1832327236446358E-3,9.9234669989454994E-5,false,1.9678365773902463E-2,0,0,0,8.1068187069639261,0,0]
[2037,17,{"$f":"IF(LOADPROFILE=0.1,Results_10PoE!C2874,IF(LOADPROFILE=0.5,Results_50PoE!C2874,\"Invalid Load Profile %\"))","v":5793},82.994318181818187,55.32954545454546,27.66477272727273,0,0,1.8699218995634279,0,0,0,656.52705505669644,656.52705505669644,2.9916810848051301E-2,4.1832327236446358E-3,9.9234669989454994E-5,false,1.9678365773902463E-2,0,0,0,20.56248848935628,0,0]
[2037,18,{"$f":"IF(LOADPROFILE=0.1,Results_10PoE!C2875,IF(LOADPROFILE=0.5,Results_50PoE!C2875,\"Invalid Load Profile %\"))","v":5439},82.994318181818187,55.32954545454546,27.66477272727273,0,0,2.8699218995634279,0,0,0,913.6944955127916,913.6944955127916,2.9916810848051301E-2,4.1832327236446358E-3,9.9234669989454994E-5,false,1.9678365773902463E-2,0,0,0,28.616996667635405,0,0]
[2037,19,{"$f":"IF(LOADPROFILE=0.1,Results_10PoE!C2876,IF(LOADPROFILE=0.5,Results_50PoE!C2876,\"Invalid Load Profile %\"))","v":5118},82.994318181818187,55.32954545454546,27.66477272727273,0,0,3.8699218995634279,0,0,0,1005.6095513249777,1005.6095513249777,2.9916810848051301E-2,4.1832327236446358E-3,9.9234669989454994E-5,false,1.9678365773902463E-2,0,0,0,31.49578477328842,0,0]
[2037,20,{"$f":"IF(LOADPROFILE=0.1,Results_10PoE!C2877,IF(LOADPROFILE=0.5,Results_50PoE!C2877,\"Invalid Load Profile %\"))","v":4856},82.994318181818187,55.32954545454546,27.66477272727273,0,0,4.8699218995634279,0,0,0,1023.9618001328417,1023.9618001328417,2.9916810848051301E-2,4.1832327236446358E-3,9.9234669989454994E-5,false,1.9678365773902463E-2,0,0,0,32.070578914609705,0,0]
[2037,21,{"$f":"IF(LOADPROFILE=0.1,Results_10PoE!C2878,IF(LOADPROFILE=0.5,Results_50PoE!C2878,\"Invalid Load Profile %\"))","v":4644},82.994318181818187,55.32954545454546,27.66477272727273,0,0,5.8699218995634279,0,0,0,1245.8678938352434,1245.8678938352434,2.9916810848051301E-2,4.1832327236446358E-3,9.9234669989454994E-5,false,1.9678365773902463E-2,0,0,0,39.020698429607613,0,0]
[2037,22,{"$f":"IF(LOADPROFILE=0.1,Results_10PoE!C2879,IF(LOADPROFILE=0.5,Results_50PoE!C2879,\"Invalid Load Profile %\"))","v":4430},82.994318181818187,55.32954545454546,27.66477272727273,0,0,6.8699218995634279,0,0,0,987.97441930146113,987.97441930146113,2.9916810848051301E-2,4.1832327236446358E-3,9.9234669989454994E-5,false,1.9678365773902463E-2,0,0,0,30.94345079641899,0,0]
[2037,23,{"$f":"IF(LOADPROFILE=0.1,Results_10PoE!C2880,IF(LOADPROFILE=0.5,Results_50PoE!C2880,\"Invalid Load Profile %\"))","v":4285},82.994318181818187,55.32954545454546,27.66477272727273,0,0,7.8699218995634279,0,0,0,1100.5643302140838,1100.5643302140838,2.9916810848051301E-2,4.1832327236446358E-3,9.9234669989454994E-5,false,1.9678365773902463E-2,0,0,0,34.469777288719492,0,0]
[2037,24,{"$f":"IF(LOADPROFILE=0.1,Results_10PoE!C2881,IF(LOADPROFILE=0.5,Results_50PoE!C2881,\"Invalid Load Profile %\"))","v":4144},82.994318181818187,55.32954545454546,27.66477272727273,0,0,8.8699218995634279,0,0,0,1372.3670810432973,1372.3670810432973,2.9916810848051301E-2,4.1832327236446358E-3,9.9234669989454994E-5,false,1.9678365773902463E-2,0,0,0,42.982664750483607,0,0]
[2037,25,{"$f":"IF(LOADPROFILE=0.1,Results_10PoE!C2882,IF(LOADPROFILE=0.5,Results_50PoE!C2882,\"Invalid Load Profile %\"))","v":3988},82.994318181818187,55.32954545454546,27.66477272727273,0,0,9.8699218995634279,0,0,0,1067.0041583082648,1067.0041583082648,2.9916810848051301E-2,4.1832327236446358E-3,9.9234669989454994E-5,false,1.9678365773902463E-2,0,0,0,33.41866958005906,0,0]
[2037,26,{"$f":"IF(LOADPROFILE=0.1,Results_10PoE!C2883,IF(LOADPROFILE=0.5,Results_50PoE!C2883,\"Invalid Load Profile %\"))","v":3879},82.994318181818187,55.32954545454546,27.66477272727273,0,0,10.869921899563428,0,0,0,1142.7683056455348,1142.7683056455348,2.9916810848051301E-2,4.1832327236446358E-3,9.9234669989454994E-5,false,1.9678365773902463E-2,0,0,0,35.791609728571252,0,0]
[2037,27,{"$f":"IF(LOADPROFILE=0.1,Results_10PoE!C2884,IF(LOADPROFILE=0.5,Results_50PoE!C2884,\"Invalid Load Profile %\"))","v":3773},82.994318181818187,55.32954545454546,27.66477272727273,0,0,11.869921899563428,0,0,0,1294.9900885845213,1294.9900885845213,2.9916810848051301E-2,4.1832327236446358E-3,9.9234669989454994E-5,false,1.9678365773902463E-2,0,0,0,40.5592101426043,0,0]
[2037,28,{"$f":"IF(LOADPROFILE=0.1,Results_10PoE!C2885,IF(LOADPROFILE=0.5,Results_50PoE!C2885,\"Invalid Load Profile %\"))","v":3663},82.994318181818187,55.32954545454546,27.66477272727273,0,0,12.869921899563428,0,0,0,1467.9107455638605,1467.9107455638605,2.9916810848051301E-2,4.1832327236446358E-3,9.9234669989454994E-5,false,1.9678365773902463E-2,0,0,0,45.975101218719232,0,0]
[2037,29,{"$f":"IF(LOADPROFILE=0.1,Results_10PoE!C2886,IF(LOADPROFILE=0.5,Results_50PoE!C2886,\"Invalid Load Profile %\"))","v":3548},82.994318181818187,55.32954545454546,27.66477272727273,0,0,13.869921899563428,0,0,0,1788.3118971373769,1788.3118971373769,2.9916810848051301E-2,4.1832327236446358E-3,9.9234669989454994E-5,false,1.9678365773902463E-2,0,0,0,56.01009511647716,0,0]
[2037,30,{"$f":"IF(LOADPROFILE=0.1,Results_10PoE!C2887,IF(LOADPROFILE=0.5,Results_50PoE!C2887,\"Invalid Load Profile %\"))","v":3418},82.994318181818187,55.32954545454546,27.66477272727273,0,0,14.869921899563428,0,0,0,1622.2854405359485,1622.2854405359485,2.9916810848051301E-2,4.1832327236446358E-3,9.9234669989454994E-5,false,1.9678365773902463E-2,0,0,0,50.810131038072711,0,0]
[2037,31,{"$f":"IF(LOADPROFILE=0.1,Results_10PoE!C2888,IF(LOADPROFILE=0.5,Results_50PoE!C2888,\"Invalid Load Profile %\"))","v":3308},82.994318181818187,55.32954545454546,27.66477272727273,0,0,15.869921899563428,0,0,0,1699.9041840739437,1699.9041840739437,2.9916810848051301E-2,4.1832327236446358E-3,9.9234669989454994E-5,false,1.9678365773902463E-2,0,0,0,53.241157312261052,0,0]
[2037,32,{"$f":"IF(LOADPROFILE=0.1,Results_10PoE!C2889,IF(LOADPROFILE=0.5,Results_50PoE!C2889,\"Invalid Load Profile %\"))","v":3200},{"$f":"VLOOKUP($A2918,$Q$4:$AB$26,6,FALSE)","v":82.994318181818187},{"$f":"VLOOKUP($A2918,$Q$4:$AB$26,7,FALSE)","v":55.32954545454546},{"$f":"VLOOKUP($A2918,$Q$4:$AB$26,9,FALSE)","v":27.66477272727273},{"$f":"VLOOKUP($A2918,$Q$4:$AB$26,10,FALSE)","v":0},{"$f":"VLOOKUP($A2918,$Q$4:$AB$26,11,FALSE)","v":0},{"$f":"IF(B2918-VLOOKUP(A2918,$Q$4:$AB$26,12,FALSE)<0,0,B2918-VLOOKUP(A2918,$Q$4:$AB$26,12,FALSE))","v":16.86992189956343},{"$f":"IF(B2918=150,0,IF(IF($I2918>D2918,($I2918-D2918)*($C2918-$C2919),0)<0,0,IF($I2918>D2918,($I2918-D2918)*($C2918-$C2919),0)))*$Y$30","v":0},{"$f":"IF(C2918=150,0,IF(IF($I2918>E2918,($I2918-E2918)*($C2918-$C2919),0)<0,0,IF($I2918>E2918,($I2918-E2918)*($C2918-$C2919),0)))*$Y$30","v":0},{"$f":"IF(D2918=150,0,IF(IF($I2918>F2918,($I2918-F2918)*($C2918-$C2919),0)<0,0,IF($I2918>F2918,($I2918-F2918)*($C2918-$C2919),0)))*$Y$30","v":0},{"$f":"IF(E2918=150,0,IF(IF($I2918>G2918,($I2918-G2918)*($C2918-$C2919),0)<0,0,IF($I2918>G2918,($I2918-G2918)*($C2918-$C2919),0)))*$Y$30","v":1857.213999489963},{"$f":"IF(F2918=150,0,IF(IF($I2918>H2918,($I2918-H2918)*($C2918-$C2919),0)<0,0,IF($I2918>H2918,($I2918-H2918)*($C2918-$C2919),0)))*$Y$30","v":1857.213999489963},{"$f":"VLOOKUP($A2918, $Q$4:$BB$26,33,FALSE)","v":2.9916810848051301E-2},{"$f":"VLOOKUP($A2918, $Q$4:$BB$26,34,FALSE)","v":4.1832327236446358E-3},{"$f":"VLOOKUP($A2918, $Q$4:$BB$26,35,FALSE)","v":9.9234669989454994E-5},{"$f":"VLOOKUP($A2918, $Q$4:$BB$26,36,FALSE)","v":false},{"$f":"VLOOKUP($A2918, $Q$4:$BB$26,37,FALSE)","v":1.9678365773902463E-2},{"$f":"J2918*1000*($S$34/365)","v":0},{"$f":"O2918*K2918*1000*($T$34/365)","v":0},{"$f":"P2918*L2918*1000*($U$34/365)","v":0},{"$f":"Q2918*M2918*1000*($V$34/365)","v":58.168115377188506},{"$f":"R2918*N2918*1000*($W$34/365)","v":0},{"$f":"S2918*K2918*1000*($X$34/365)","v":0}]
[2037,33,{"$f":"IF(LOADPROFILE=0.1,Results_10PoE!C2890,IF(LOADPROFILE=0.5,Results_50PoE!C2890,\"Invalid Load Profile %\"))","v":3089},82.994318181818187,55.32954545454546,27.66477272727273,0,0,17.86992189956343,0,0,0,1949.5807924873759,1949.5807924873759,2.9916810848051301E-2,4.1832327236446358E-3,9.9234669989454994E-5,false,1.9678365773902463E-2,0,0,0,61.06105193354113,0,0]
[2037,34,{"$f":"IF(LOADPROFILE=0.1,Results_10PoE!C2891,IF(LOADPROFILE=0.5,Results_50PoE!C2891,\"Invalid Load Profile %\"))","v":2979},82.994318181818187,55.32954545454546,27.66477272727273,0,0,18.86992189956343,0,0,0,2395.5540283785908,2395.5540283785908,2.9916810848051301E-2,4.1832327236446358E-3,9.9234669989454994E-5,false,1.9678365773902463E-2,0,0,0,75.028975203332578,0,0]
[2037,35,{"$f":"IF(LOADPROFILE=0.1,Results_10PoE!C2892,IF(LOADPROFILE=0.5,Results_50PoE!C2892,\"Invalid Load Profile %\"))","v":2851},82.994318181818187,55.32954545454546,27.66477272727273,0,0,19.86992189956343,0,0,0,2384.5554631671598,2384.5554631671598,2.9916810848051301E-2,4.1832327236446358E-3,9.9234669989454994E-5,false,1.9678365773902463E-2,0,0,0,74.684499116905414,0,0]
[2037,36,{"$f":"IF(LOADPROFILE=0.1,Results_10PoE!C2893,IF(LOADPROFILE=0.5,Results_50PoE!C2893,\"Invalid Load Profile %\"))","v":2730},82.994318181818187,55.32954545454546,27.66477272727273,0,0,20.86992189956343,0,0,0,2318.2738925195085,2318.2738925195085,2.9916810848051301E-2,4.1832327236446358E-3,9.9234669989454994E-5,false,1.9678365773902463E-2,0,0,0,72.608554153173358,0,0]
[2037,37,{"$f":"IF(LOADPROFILE=0.1,Results_10PoE!C2894,IF(LOADPROFILE=0.5,Results_50PoE!C2894,\"Invalid Load Profile %\"))","v":2618},82.994318181818187,55.32954545454546,27.66477272727273,0,0,21.86992189956343,0,0,0,2494.4279857751549,2494.4279857751549,2.9916810848051301E-2,4.1832327236446358E-3,9.9234669989454994E-5,false,1.9678365773902463E-2,0,0,0,78.125716754506556,0,0]
[2037,38,{"$f":"IF(LOADPROFILE=0.1,Results_10PoE!C2895,IF(LOADPROFILE=0.5,Results_50PoE!C2895,\"Invalid Load Profile %\"))","v":2503},82.994318181818187,55.32954545454546,27.66477272727273,0,0,22.86992189956343,0,0,0,2857.9927614837184,2857.9927614837184,2.9916810848051301E-2,4.1832327236446358E-3,9.9234669989454994E-5,false,1.9678365773902463E-2,0,0,0,89.512599378859548,0,0]
[2037,39,{"$f":"IF(LOADPROFILE=0.1,Results_10PoE!C2896,IF(LOADPROFILE=0.5,Results_50PoE!C2896,\"Invalid Load Profile %\"))","v":2377},82.994318181818187,55.32954545454546,27.66477272727273,0,0,23.86992189956343,0,0,0,3053.9829366758154,3053.9829366758154,2.9916810848051301E-2,4.1832327236446358E-3,9.9234669989454994E-5,false,1.9678365773902463E-2,0,0,0,95.651029913251421,0,0]
[2037,40,{"$f":"IF(LOADPROFILE=0.1,Results_10PoE!C2897,IF(LOADPROFILE=0.5,Results_50PoE!C2897,\"Invalid Load Profile %\"))","v":2248},82.994318181818187,55.32954545454546,27.66477272727273,0,0,24.86992189956343,0,0,0,3823.244016284631,3823.244016284631,2.9916810848051301E-2,4.1832327236446358E-3,9.9234669989454994E-5,false,1.9678365773902463E-2,0,0,0,119.74435854751474,0,0]
[2037,41,{"$f":"IF(LOADPROFILE=0.1,Results_10PoE!C2898,IF(LOADPROFILE=0.5,Results_50PoE!C2898,\"Invalid Load Profile %\"))","v":2093},82.994318181818187,55.32954545454546,27.66477272727273,0,0,25.86992189956343,0,0,0,3463.8157608028137,3463.8157608028137,2.9916810848051301E-2,4.1832327236446358E-3,9.9234669989454994E-5,false,1.9678365773902463E-2,0,0,0,108.48703212178802,0,0]
[2037,42,{"$f":"IF(LOADPROFILE=0.1,Results_10PoE!C2899,IF(LOADPROFILE=0.5,Results_50PoE!C2899,\"Invalid Load Profile %\"))","v":1958},82.994318181818187,55.32954545454546,27.66477272727273,0,0,26.86992189956343,0,0,0,5090.0924366659683,5090.0924366659683,2.9916810848051301E-2,4.1832327236446358E-3,9.9234669989454994E-5,false,1.9678365773902463E-2,0,0,0,159.42216902190688,0,0]
[2037,43,{"$f":"IF(LOADPROFILE=0.1,Results_10PoE!C2900,IF(LOADPROFILE=0.5,Results_50PoE!C2900,\"Invalid Load Profile %\"))","v":1767},82.994318181818187,55.32954545454546,27.66477272727273,0,0,27.86992189956343,0,0,42.931703592446674,5832.3570735212725,5832.3570735212725,2.9916810848051301E-2,4.1832327236446358E-3,9.9234669989454994E-5,false,1.9678365773902463E-2,0,0,70.853250022909108,182.66996655566632,0,0]
[2037,44,{"$f":"IF(LOADPROFILE=0.1,Results_10PoE!C2901,IF(LOADPROFILE=0.5,Results_50PoE!C2901,\"Invalid Load Profile %\"))","v":1556},82.994318181818187,55.32954545454546,27.66477272727273,0,0,28.86992189956343,0,0,237.8591053856735,5698.0280561716281,5698.0280561716281,2.9916810848051301E-2,4.1832327236446358E-3,9.9234669989454994E-5,false,1.9678365773902463E-2,0,0,392.55583295981091,178.46276922577096,0,0]
[2037,45,{"$f":"IF(LOADPROFILE=0.1,Results_10PoE!C2902,IF(LOADPROFILE=0.5,Results_50PoE!C2902,\"Invalid Load Profile %\"))","v":1357},82.994318181818187,55.32954545454546,27.66477272727273,0,0,29.86992189956343,0,0,476.78256433382307,6458.2741787626583,6458.2741787626583,2.9916810848051301E-2,4.1832327236446358E-3,9.9234669989454994E-5,false,1.9678365773902463E-2,0,0,786.86824445633192,202.27374856691299,0,0]
[2037,46,{"$f":"IF(LOADPROFILE=0.1,Results_10PoE!C2903,IF(LOADPROFILE=0.5,Results_50PoE!C2903,\"Invalid Load Profile %\"))","v":1139},82.994318181818187,55.32954545454546,27.66477272727273,0,0,30.86992189956343,0,0,619.88161560101037,5970.2984266726744,5970.2984266726744,2.9916810848051301E-2,4.1832327236446358E-3,9.9234669989454994E-5,false,1.9678365773902463E-2,0,0,1023.0348069045771,186.99030257919392,0,0]
[2037,47,{"$f":"IF(LOADPROFILE=0.1,Results_10PoE!C2904,IF(LOADPROFILE=0.5,Results_50PoE!C2904,\"Invalid Load Profile %\"))","v":944},82.994318181818187,55.32954545454546,27.66477272727273,0,0,31.86992189956343,0,0,633.94399487780845,4804.525304020849,4804.525304020849,2.9916810848051301E-2,4.1832327236446358E-3,9.9234669989454994E-5,false,1.9678365773902463E-2,0,0,1046.2429535990225,150.4781798401562,0,0]
[2037,48,{"$f":"IF(LOADPROFILE=0.1,Results_10PoE!C2905,IF(LOADPROFILE=0.5,Results_50PoE!C2905,\"Invalid Load Profile %\"))","v":792},82.994318181818187,55.32954545454546,27.66477272727273,0,0,32.86992189956343,0,0,624.66108111167341,3944.6633074689621,3944.6633074689621,2.9916810848051301E-2,4.1832327236446358E-3,9.9234669989454994E-5,false,1.9678365773902463E-2,0,0,1030.9226994517169,123.54722205197152,0,0]
[2037,49,{"$f":"IF(LOADPROFILE=0.1,Results_10PoE!C2906,IF(LOADPROFILE=0.5,Results_50PoE!C2906,\"Invalid Load Profile %\"))","v":671},82.994318181818187,55.32954545454546,27.66477272727273,0,0,33.86992189956343,0,0,732.36079208625131,3997.4869485863946,3997.4869485863946,2.9916810848051301E-2,4.1832327236446358E-3,9.9234669989454994E-5,false,1.9678365773902463E-2,0,0,1208.6672078345471,125.2016634098365,0,0]
[2037,50,{"$f":"IF(LOADPROFILE=0.1,Results_10PoE!C2907,IF(LOADPROFILE=0.5,Results_50PoE!C2907,\"Invalid Load Profile %\"))","v":552},82.994318181818187,55.32954545454546,27.66477272727273,0,0,34.86992189956343,0,0,564.54162091632134,2732.1463802735593,2732.1463802735593,2.9916810848051301E-2,4.1832327236446358E-3,9.9234669989454994E-5,false,1.9678365773902463E-2,0,0,931.7032697989639,85.571079002616145,0,0]
[2037,51,{"$f":"IF(LOADPROFILE=0.1,Results_10PoE!C2908,IF(LOADPROFILE=0.5,Results_50PoE!C2908,\"Invalid Load Profile %\"))","v":473},82.994318181818187,55.32954545454546,27.66477272727273,0,0,35.86992189956343,0,0,683.58364738588784,2988.3785813859895,2988.3785813859895,2.9916810848051301E-2,4.1832327236446358E-3,9.9234669989454994E-5,false,1.9678365773902463E-2,0,0,1128.1668097681979,93.596295397577606,0,0]
[2037,52,{"$f":"IF(LOADPROFILE=0.1,Results_10PoE!C2909,IF(LOADPROFILE=0.5,Results_50PoE!C2909,\"Invalid Load Profile %\"))","v":389},82.994318181818187,55.32954545454546,27.66477272727273,0,0,36.86992189956343,0,0,666.46844024863606,2669.4449900344384,2669.4449900344384,2.9916810848051301E-2,4.1832327236446358E-3,9.9234669989454994E-5,false,1.9678365773902463E-2,0,0,1099.9203636918551,83.607265622606675,0,0]
[2037,53,{"$f":"IF(LOADPROFILE=0.1,Results_10PoE!C2910,IF(LOADPROFILE=0.5,Results_50PoE!C2910,\"Invalid Load Profile %\"))","v":316},82.994318181818187,55.32954545454546,27.66477272727273,0,0,37.86992189956343,0,0,678.14108677010267,2516.4894269844694,2516.4894269844694,2.9916810848051301E-2,4.1832327236446358E-3,9.9234669989454994E-5,false,1.9678365773902463E-2,0,0,1119.1845641127306,78.816683147180143,0,0]
[2037,54,{"$f":"IF(LOADPROFILE=0.1,Results_10PoE!C2911,IF(LOADPROFILE=0.5,Results_50PoE!C2911,\"Invalid Load Profile %\"))","v":249},82.994318181818187,55.32954545454546,27.66477272727273,0,0,38.86992189956343,0,0,689.02539698428438,2390.1835625557878,2390.1835625557878,2.9916810848051301E-2,4.1832327236446358E-3,9.9234669989454994E-5,false,1.9678365773902463E-2,0,0,1137.1477169438706,74.860771713753124,0,0]
[2037,55,{"$f":"IF(LOADPROFILE=0.1,Results_10PoE!C2912,IF(LOADPROFILE=0.5,Results_50PoE!C2912,\"Invalid Load Profile %\"))","v":187},82.994318181818187,55.32954545454546,27.66477272727273,0,0,39.86992189956343,0,0,496.30979500771724,1621.2692270791954,1621.2692270791954,2.9916810848051301E-2,4.1832327236446358E-3,9.9234669989454994E-5,false,1.9678365773902463E-2,0,0,819.09542487122383,50.778303137994143,0,0]
[2037,56,{"$f":"IF(LOADPROFILE=0.1,Results_10PoE!C2913,IF(LOADPROFILE=0.5,Results_50PoE!C2913,\"Invalid Load Profile %\"))","v":146},82.994318181818187,55.32954545454546,27.66477272727273,0,0,40.86992189956343,0,0,681.03989450797269,2107.8177107937499,2107.8177107937499,2.9916810848051301E-2,4.1832327236446358E-3,9.9234669989454994E-5,false,1.9678365773902463E-2,0,0,1123.9686731098818,66.01704694731103,0,0]
[2037,57,{"$f":"IF(LOADPROFILE=0.1,Results_10PoE!C2914,IF(LOADPROFILE=0.5,Results_50PoE!C2914,\"Invalid Load Profile %\"))","v":94},82.994318181818187,55.32954545454546,27.66477272727273,0,0,41.86992189956343,0,0,521.28283036695177,1536.4901227241394,1536.4901227241394,2.9916810848051301E-2,4.1832327236446358E-3,9.9234669989454994E-5,false,1.9678365773902463E-2,0,0,860.31020486076295,48.123013696360658,0,0]
[2037,58,{"$f":"IF(LOADPROFILE=0.1,Results_10PoE!C2915,IF(LOADPROFILE=0.5,Results_50PoE!C2915,\"Invalid Load Profile %\"))","v":57},82.994318181818187,55.32954545454546,27.66477272727273,0,0,42.86992189956343,0,0,331.77164332125568,935.40841174985371,935.40841174985371,2.9916810848051301E-2,4.1832327236446358E-3,9.9234669989454994E-5,false,1.9678365773902463E-2,0,0,547.54638711537518,29.297078545822252,0,0]
[2037,59,{"$f":"IF(LOADPROFILE=0.1,Results_10PoE!C2916,IF(LOADPROFILE=0.5,Results_50PoE!C2916,\"Invalid Load Profile %\"))","v":35},82.994318181818187,55.32954545454546,27.66477272727273,0,0,43.86992189956343,0,0,208.94033340307092,565.63478747451529,565.63478747451529,2.9916810848051301E-2,4.1832327236446358E-3,9.9234669989454994E-5,false,1.9678365773902463E-2,0,0,344.82912262262005,17.715734206292208,0,0]
[2037,60,{"$f":"IF(LOADPROFILE=0.1,Results_10PoE!C2917,IF(LOADPROFILE=0.5,Results_50PoE!C2917,\"Invalid Load Profile %\"))","v":22},82.994318181818187,55.32954545454546,27.66477272727273,0,0,44.86992189956343,0,0,170.64137435520271,445.02172364092905,445.02172364092905,2.9916810848051301E-2,4.1832327236446358E-3,9.9234669989454994E-5,false,1.9678365773902463E-2,0,0,281.62162108025893,13.938121817523353,0,0]
[2037,61,{"$f":"IF(LOADPROFILE=0.1,Results_10PoE!C2918,IF(LOADPROFILE=0.5,Results_50PoE!C2918,\"Invalid Load Profile %\"))","v":12},82.994318181818187,55.32954545454546,27.66477272727273,0,0,45.86992189956343,0,0,72.2237661293711,181.97590584366165,181.97590584366165,2.9916810848051301E-2,4.1832327236446358E-3,9.9234669989454994E-5,false,1.9678365773902463E-2,0,0,119.19602836493942,5.6995023136210783,0,0]
[2037,62,{"$f":"IF(LOADPROFILE=0.1,Results_10PoE!C2919,IF(LOADPROFILE=0.5,Results_50PoE!C2919,\"Invalid Load Profile %\"))","v":8},82.994318181818187,55.32954545454546,27.66477272727273,0,0,46.86992189956343,0,0,38.095491258330568,92.971561115475836,92.971561115475836,2.9916810848051301E-2,4.1832327236446358E-3,9.9234669989454994E-5,false,1.9678365773902463E-2,0,0,62.871704148887645,2.9118779501164087,0,0]
[2037,63,{"$f":"IF(LOADPROFILE=0.1,Results_10PoE!C2920,IF(LOADPROFILE=0.5,Results_50PoE!C2920,\"Invalid Load Profile %\"))","v":6},82.994318181818187,55.32954545454546,27.66477272727273,0,0,47.86992189956343,0,0,100.19774862993896,237.38792327280211,237.38792327280211,2.9916810848051301E-2,4.1832327236446358E-3,9.9234669989454994E-5,false,1.9678365773902463E-2,0,0,165.36348528826394,7.4350118585556944,0,0]
[2037,64,{"$f":"IF(LOADPROFILE=0.1,Results_10PoE!C2921,IF(LOADPROFILE=0.5,Results_50PoE!C2921,\"Invalid Load Profile %\"))","v":1},82.994318181818187,55.32954545454546,27.66477272727273,0,0,48.86992189956343,0,0,21.031353822810296,48.46938875138293,48.46938875138293,2.9916810848051301E-2,4.1832327236446358E-3,9.9234669989454994E-5,false,1.9678365773902463E-2,0,0,34.709542040861749,1.5180657683640733,0,0]
[2037,65,{"$f":"IF(LOADPROFILE=0.1,Results_10PoE!C2922,IF(LOADPROFILE=0.5,Results_50PoE!C2922,\"Invalid Load Profile %\"))","v":0},82.994318181818187,55.32954545454546,27.66477272727273,0,0,49.86992189956343,0,0,0,0,0,2.9916810848051301E-2,4.1832327236446358E-3,9.9234669989454994E-5,false,1.9678365773902463E-2,0,0,0,0,0,0]
[2037,66,{"$f":"IF(LOADPROFILE=0.1,Results_10PoE!C2923,IF(LOADPROFILE=0.5,Results_50PoE!C2923,\"Invalid Load Profile %\"))","v":0},82.994318181818187,55.32954545454546,27.66477272727273,0,0,50.86992189956343,0,0,0,0,0,2.9916810848051301E-2,4.1832327236446358E-3,9.9234669989454994E-5,false,1.9678365773902463E-2,0,0,0,0,0,0]
[2037,67,{"$f":"IF(LOADPROFILE=0.1,Results_10PoE!C2924,IF(LOADPROFILE=0.5,Results_50PoE!C2924,\"Invalid Load Profile %\"))","v":0},82.994318181818187,55.32954545454546,27.66477272727273,0,0,51.86992189956343,0,0,0,0,0,2.9916810848051301E-2,4.1832327236446358E-3,9.9234669989454994E-5,false,1.9678365773902463E-2,0,0,0,0,0,0]
[2037,68,{"$f":"IF(LOADPROFILE=0.1,Results_10PoE!C2925,IF(LOADPROFILE=0.5,Results_50PoE!C2925,\"Invalid Load Profile %\"))","v":0},82.994318181818187,55.32954545454546,27.66477272727273,0,0,52.86992189956343,0,0,0,0,0,2.9916810848051301E-2,4.1832327236446358E-3,9.9234669989454994E-5,false,1.9678365773902463E-2,0,0,0,0,0,0]
[2037,69,{"$f":"IF(LOADPROFILE=0.1,Results_10PoE!C2926,IF(LOADPROFILE=0.5,Results_50PoE!C2926,\"Invalid Load Profile %\"))","v":0},82.994318181818187,55.32954545454546,27.66477272727273,0,0,53.86992189956343,0,0,0,0,0,2.9916810848051301E-2,4.1832327236446358E-3,9.9234669989454994E-5,false,1.9678365773902463E-2,0,0,0,0,0,0]
[2037,70,{"$f":"IF(LOADPROFILE=0.1,Results_10PoE!C2927,IF(LOADPROFILE=0.5,Results_50PoE!C2927,\"Invalid Load Profile %\"))","v":0},82.994318181818187,55.32954545454546,27.66477272727273,0,0,54.86992189956343,0,0,0,0,0,2.9916810848051301E-2,4.1832327236446358E-3,9.9234669989454994E-5,false,1.9678365773902463E-2,0,0,0,0,0,0]
[2037,71,{"$f":"IF(LOADPROFILE=0.1,Results_10PoE!C2928,IF(LOADPROFILE=0.5,Results_50PoE!C2928,\"Invalid Load Profile %\"))","v":0},82.994318181818187,55.32954545454546,27.66477272727273,0,0,55.86992189956343,0,0,0,0,0,2.9916810848051301E-2,4.1832327236446358E-3,9.9234669989454994E-5,false,1.9678365773902463E-2,0,0,0,0,0,0]
[2037,72,{"$f":"IF(LOADPROFILE=0.1,Results_10PoE!C2929,IF(LOADPROFILE=0.5,Results_50PoE!C2929,\"Invalid Load Profile %\"))","v":0},82.994318181818187,55.32954545454546,27.66477272727273,0,0,56.86992189956343,0,0,0,0,0,2.9916810848051301E-2,4.1832327236446358E-3,9.9234669989454994E-5,false,1.9678365773902463E-2,0,0,0,0,0,0]
[2037,73,{"$f":"IF(LOADPROFILE=0.1,Results_10PoE!C2930,IF(LOADPROFILE=0.5,Results_50PoE!C2930,\"Invalid Load Profile %\"))","v":0},82.994318181818187,55.32954545454546,27.66477272727273,0,0,57.86992189956343,0,0,0,0,0,2.9916810848051301E-2,4.1832327236446358E-3,9.9234669989454994E-5,false,1.9678365773902463E-2,0,0,0,0,0,0]
[2037,74,{"$f":"IF(LOADPROFILE=0.1,Results_10PoE!C2931,IF(LOADPROFILE=0.5,Results_50PoE!C2931,\"Invalid Load Profile %\"))","v":0},82.994318181818187,55.32954545454546,27.66477272727273,0,0,58.86992189956343,0,0,0,0,0,2.9916810848051301E-2,4.1832327236446358E-3,9.9234669989454994E-5,false,1.9678365773902463E-2,0,0,0,0,0,0]
[2037,75,{"$f":"IF(LOADPROFILE=0.1,Results_10PoE!C2932,IF(LOADPROFILE=0.5,Results_50PoE!C2932,\"Invalid Load Profile %\"))","v":0},82.994318181818187,55.32954545454546,27.66477272727273,0,0,59.86992189956343,0,0,0,0,0,2.9916810848051301E-2,4.1832327236446358E-3,9.9234669989454994E-5,false,1.9678365773902463E-2,0,0,0,0,0,0]
[2037,76,{"$f":"IF(LOADPROFILE=0.1,Results_10PoE!C2933,IF(LOADPROFILE=0.5,Results_50PoE!C2933,\"Invalid Load Profile %\"))","v":0},82.994318181818187,55.32954545454546,27.66477272727273,0,0,60.86992189956343,0,0,0,0,0,2.9916810848051301E-2,4.1832327236446358E-3,9.9234669989454994E-5,false,1.9678365773902463E-2,0,0,0,0,0,0]
[2037,77,{"$f":"IF(LOADPROFILE=0.1,Results_10PoE!C2934,IF(LOADPROFILE=0.5,Results_50PoE!C2934,\"Invalid Load Profile %\"))","v":0},82.994318181818187,55.32954545454546,27.66477272727273,0,0,61.86992189956343,0,0,0,0,0,2.9916810848051301E-2,4.1832327236446358E-3,9.9234669989454994E-5,false,1.9678365773902463E-2,0,0,0,0,0,0]
[2037,78,{"$f":"IF(LOADPROFILE=0.1,Results_10PoE!C2935,IF(LOADPROFILE=0.5,Results_50PoE!C2935,\"Invalid Load Profile %\"))","v":0},82.994318181818187,55.32954545454546,27.66477272727273,0,0,62.86992189956343,0,0,0,0,0,2.9916810848051301E-2,4.1832327236446358E-3,9.9234669989454994E-5,false,1.9678365773902463E-2,0,0,0,0,0,0]
[2037,79,{"$f":"IF(LOADPROFILE=0.1,Results_10PoE!C2936,IF(LOADPROFILE=0.5,Results_50PoE!C2936,\"Invalid Load Profile %\"))","v":0},82.994318181818187,55.32954545454546,27.66477272727273,0,0,63.86992189956343,0,0,0,0,0,2.9916810848051301E-2,4.1832327236446358E-3,9.9234669989454994E-5,false,1.9678365773902463E-2,0,0,0,0,0,0]
[2037,80,{"$f":"IF(LOADPROFILE=0.1,Results_10PoE!C2937,IF(LOADPROFILE=0.5,Results_50PoE!C2937,\"Invalid Load Profile %\"))","v":0},82.994318181818187,55.32954545454546,27.66477272727273,0,0,64.869921899563423,0,0,0,0,0,2.9916810848051301E-2,4.1832327236446358E-3,9.9234669989454994E-5,false,1.9678365773902463E-2,0,0,0,0,0,0]
[2037,81,{"$f":"IF(LOADPROFILE=0.1,Results_10PoE!C2938,IF(LOADPROFILE=0.5,Results_50PoE!C2938,\"Invalid Load Profile %\"))","v":0},82.994318181818187,55.32954545454546,27.66477272727273,0,0,65.869921899563423,0,0,0,0,0,2.9916810848051301E-2,4.1832327236446358E-3,9.9234669989454994E-5,false,1.9678365773902463E-2,0,0,0,0,0,0]
[2037,82,{"$f":"IF(LOADPROFILE=0.1,Results_10PoE!C2939,IF(LOADPROFILE=0.5,Results_50PoE!C2939,\"Invalid Load Profile %\"))","v":0},82.994318181818187,55.32954545454546,27.66477272727273,0,0,66.869921899563423,0,0,0,0,0,2.9916810848051301E-2,4.1832327236446358E-3,9.9234669989454994E-5,false,1.9678365773902463E-2,0,0,0,0,0,0]
[2037,83,{"$f":"IF(LOADPROFILE=0.1,Results_10PoE!C2940,IF(LOADPROFILE=0.5,Results_50PoE!C2940,\"Invalid Load Profile %\"))","v":0},82.994318181818187,55.32954545454546,27.66477272727273,0,0,67.869921899563423,0,0,0,0,0,2.9916810848051301E-2,4.1832327236446358E-3,9.9234669989454994E-5,false,1.9678365773902463E-2,0,0,0,0,0,0]
[2037,84,{"$f":"IF(LOADPROFILE=0.1,Results_10PoE!C2941,IF(LOADPROFILE=0.5,Results_50PoE!C2941,\"Invalid Load Profile %\"))","v":0},82.994318181818187,55.32954545454546,27.66477272727273,0,0,68.869921899563423,0,0,0,0,0,2.9916810848051301E-2,4.1832327236446358E-3,9.9234669989454994E-5,false,1.9678365773902463E-2,0,0,0,0,0,0]
[2037,85,{"$f":"IF(LOADPROFILE=0.1,Results_10PoE!C2942,IF(LOADPROFILE=0.5,Results_50PoE!C2942,\"Invalid Load Profile %\"))","v":0},82.994318181818187,55.32954545454546,27.66477272727273,0,0,69.869921899563423,0,0,0,0,0,2.9916810848051301E-2,4.1832327236446358E-3,9.9234669989454994E-5,false,1.9678365773902463E-2,0,0,0,0,0,0]
[2037,86,{"$f":"IF(LOADPROFILE=0.1,Results_10PoE!C2943,IF(LOADPROFILE=0.5,Results_50PoE!C2943,\"Invalid Load Profile %\"))","v":0},82.994318181818187,55.32954545454546,27.66477272727273,0,0,70.869921899563423,0,0,0,0,0,2.9916810848051301E-2,4.1832327236446358E-3,9.9234669989454994E-5,false,1.9678365773902463E-2,0,0,0,0,0,0]
[2037,87,{"$f":"IF(LOADPROFILE=0.1,Results_10PoE!C2944,IF(LOADPROFILE=0.5,Results_50PoE!C2944,\"Invalid Load Profile %\"))","v":0},82.994318181818187,55.32954545454546,27.66477272727273,0,0,71.869921899563423,0,0,0,0,0,2.9916810848051301E-2,4.1832327236446358E-3,9.9234669989454994E-5,false,1.9678365773902463E-2,0,0,0,0,0,0]
[2037,88,{"$f":"IF(LOADPROFILE=0.1,Results_10PoE!C2945,IF(LOADPROFILE=0.5,Results_50PoE!C2945,\"Invalid Load Profile %\"))","v":0},82.994318181818187,55.32954545454546,27.66477272727273,0,0,72.869921899563423,0,0,0,0,0,2.9916810848051301E-2,4.1832327236446358E-3,9.9234669989454994E-5,false,1.9678365773902463E-2,0,0,0,0,0,0]
[2037,89,{"$f":"IF(LOADPROFILE=0.1,Results_10PoE!C2946,IF(LOADPROFILE=0.5,Results_50PoE!C2946,\"Invalid Load Profile %\"))","v":0},82.994318181818187,55.32954545454546,27.66477272727273,0,0,73.869921899563423,0,0,0,0,0,2.9916810848051301E-2,4.1832327236446358E-3,9.9234669989454994E-5,false,1.9678365773902463E-2,0,0,0,0,0,0]
[2037,90,{"$f":"IF(LOADPROFILE=0.1,Results_10PoE!C2947,IF(LOADPROFILE=0.5,Results_50PoE!C2947,\"Invalid Load Profile %\"))","v":0},82.994318181818187,55.32954545454546,27.66477272727273,0,0,74.869921899563423,0,0,0,0,0,2.9916810848051301E-2,4.1832327236446358E-3,9.9234669989454994E-5,false,1.9678365773902463E-2,0,0,0,0,0,0]
[2037,91,{"$f":"IF(LOADPROFILE=0.1,Results_10PoE!C2948,IF(LOADPROFILE=0.5,Results_50PoE!C2948,\"Invalid Load Profile %\"))","v":0},82.994318181818187,55.32954545454546,27.66477272727273,0,0,75.869921899563423,0,0,0,0,0,2.9916810848051301E-2,4.1832327236446358E-3,9.9234669989454994E-5,false,1.9678365773902463E-2,0,0,0,0,0,0]
[2037,92,{"$f":"IF(LOADPROFILE=0.1,Results_10PoE!C2949,IF(LOADPROFILE=0.5,Results_50PoE!C2949,\"Invalid Load Profile %\"))","v":0},82.994318181818187,55.32954545454546,27.66477272727273,0,0,76.869921899563423,0,0,0,0,0,2.9916810848051301E-2,4.1832327236446358E-3,9.9234669989454994E-5,false,1.9678365773902463E-2,0,0,0,0,0,0]
[2037,93,{"$f":"IF(LOADPROFILE=0.1,Results_10PoE!C2950,IF(LOADPROFILE=0.5,Results_50PoE!C2950,\"Invalid Load Profile %\"))","v":0},82.994318181818187,55.32954545454546,27.66477272727273,0,0,77.869921899563423,0,0,0,0,0,2.9916810848051301E-2,4.1832327236446358E-3,9.9234669989454994E-5,false,1.9678365773902463E-2,0,0,0,0,0,0]
[2037,94,{"$f":"IF(LOADPROFILE=0.1,Results_10PoE!C2951,IF(LOADPROFILE=0.5,Results_50PoE!C2951,\"Invalid Load Profile %\"))","v":0},82.994318181818187,55.32954545454546,27.66477272727273,0,0,78.869921899563423,0,0,0,0,0,2.9916810848051301E-2,4.1832327236446358E-3,9.9234669989454994E-5,false,1.9678365773902463E-2,0,0,0,0,0,0]
[2037,95,{"$f":"IF(LOADPROFILE=0.1,Results_10PoE!C2952,IF(LOADPROFILE=0.5,Results_50PoE!C2952,\"Invalid Load Profile %\"))","v":0},82.994318181818187,55.32954545454546,27.66477272727273,0,0,79.869921899563423,0,0,0,0,0,2.9916810848051301E-2,4.1832327236446358E-3,9.9234669989454994E-5,false,1.9678365773902463E-2,0,0,0,0,0,0]
[2037,96,{"$f":"IF(LOADPROFILE=0.1,Results_10PoE!C2953,IF(LOADPROFILE=0.5,Results_50PoE!C2953,\"Invalid Load Profile %\"))","v":0},{"$f":"VLOOKUP($A2982,$Q$4:$AB$26,6,FALSE)","v":82.994318181818187},{"$f":"VLOOKUP($A2982,$Q$4:$AB$26,7,FALSE)","v":55.32954545454546},{"$f":"VLOOKUP($A2982,$Q$4:$AB$26,9,FALSE)","v":27.66477272727273},{"$f":"VLOOKUP($A2982,$Q$4:$AB$26,10,FALSE)","v":0},{"$f":"VLOOKUP($A2982,$Q$4:$AB$26,11,FALSE)","v":0},{"$f":"IF(B2982-VLOOKUP(A2982,$Q$4:$AB$26,12,FALSE)<0,0,B2982-VLOOKUP(A2982,$Q$4:$AB$26,12,FALSE))","v":80.869921899563423},{"$f":"IF(B2982=150,0,IF(IF($I2982>D2982,($I2982-D2982)*($C2982-$C2983),0)<0,0,IF($I2982>D2982,($I2982-D2982)*($C2982-$C2983),0)))*$Y$30","v":0},{"$f":"IF(C2982=150,0,IF(IF($I2982>E2982,($I2982-E2982)*($C2982-$C2983),0)<0,0,IF($I2982>E2982,($I2982-E2982)*($C2982-$C2983),0)))*$Y$30","v":0},{"$f":"IF(D2982=150,0,IF(IF($I2982>F2982,($I2982-F2982)*($C2982-$C2983),0)<0,0,IF($I2982>F2982,($I2982-F2982)*($C2982-$C2983),0)))*$Y$30","v":0},{"$f":"IF(E2982=150,0,IF(IF($I2982>G2982,($I2982-G2982)*($C2982-$C2983),0)<0,0,IF($I2982>G2982,($I2982-G2982)*($C2982-$C2983),0)))*$Y$30","v":0},{"$f":"IF(F2982=150,0,IF(IF($I2982>H2982,($I2982-H2982)*($C2982-$C2983),0)<0,0,IF($I2982>H2982,($I2982-H2982)*($C2982-$C2983),0)))*$Y$30","v":0},{"$f":"VLOOKUP($A2982, $Q$4:$BB$26,33,FALSE)","v":2.9916810848051301E-2},{"$f":"VLOOKUP($A2982, $Q$4:$BB$26,34,FALSE)","v":4.1832327236446358E-3},{"$f":"VLOOKUP($A2982, $Q$4:$BB$26,35,FALSE)","v":9.9234669989454994E-5},{"$f":"VLOOKUP($A2982, $Q$4:$BB$26,36,FALSE)","v":false},{"$f":"VLOOKUP($A2982, $Q$4:$BB$26,37,FALSE)","v":1.9678365773902463E-2},{"$f":"J2982*1000*($S$34/365)","v":0},{"$f":"O2982*K2982*1000*($T$34/365)","v":0},{"$f":"P2982*L2982*1000*($U$34/365)","v":0},{"$f":"Q2982*M2982*1000*($V$34/365)","v":0},{"$f":"R2982*N2982*1000*($W$34/365)","v":0},{"$f":"S2982*K2982*1000*($X$34/365)","v":0}]
[2037,97,{"$f":"IF(LOADPROFILE=0.1,Results_10PoE!C2954,IF(LOADPROFILE=0.5,Results_50PoE!C2954,\"Invalid Load Profile %\"))","v":0},82.994318181818187,55.32954545454546,27.66477272727273,0,0,81.869921899563423,0,0,0,0,0,2.9916810848051301E-2,4.1832327236446358E-3,9.9234669989454994E-5,false,1.9678365773902463E-2,0,0,0,0,0,0]
[2037,98,{"$f":"IF(LOADPROFILE=0.1,Results_10PoE!C2955,IF(LOADPROFILE=0.5,Results_50PoE!C2955,\"Invalid Load Profile %\"))","v":0},82.994318181818187,55.32954545454546,27.66477272727273,0,0,82.869921899563423,0,0,0,0,0,2.9916810848051301E-2,4.1832327236446358E-3,9.9234669989454994E-5,false,1.9678365773902463E-2,0,0,0,0,0,0]
[2037,99,{"$f":"IF(LOADPROFILE=0.1,Results_10PoE!C2956,IF(LOADPROFILE=0.5,Results_50PoE!C2956,\"Invalid Load Profile %\"))","v":0},82.994318181818187,55.32954545454546,27.66477272727273,0,0,83.869921899563423,0,0,0,0,0,2.9916810848051301E-2,4.1832327236446358E-3,9.9234669989454994E-5,false,1.9678365773902463E-2,0,0,0,0,0,0]
[2037,100,{"$f":"IF(LOADPROFILE=0.1,Results_10PoE!C2957,IF(LOADPROFILE=0.5,Results_50PoE!C2957,\"Invalid Load Profile %\"))","v":0},82.994318181818187,55.32954545454546,27.66477272727273,0,0,84.869921899563423,0,0,0,0,0,2.9916810848051301E-2,4.1832327236446358E-3,9.9234669989454994E-5,false,1.9678365773902463E-2,0,0,0,0,0,0]
[2037,101,{"$f":"IF(LOADPROFILE=0.1,Results_10PoE!C2958,IF(LOADPROFILE=0.5,Results_50PoE!C2958,\"Invalid Load Profile %\"))","v":0},82.994318181818187,55.32954545454546,27.66477272727273,0,0,85.869921899563423,0,0,0,0,0,2.9916810848051301E-2,4.1832327236446358E-3,9.9234669989454994E-5,false,1.9678365773902463E-2,0,0,0,0,0,0]
[2037,102,{"$f":"IF(LOADPROFILE=0.1,Results_10PoE!C2959,IF(LOADPROFILE=0.5,Results_50PoE!C2959,\"Invalid Load Profile %\"))","v":0},82.994318181818187,55.32954545454546,27.66477272727273,0,0,86.869921899563423,0,0,0,0,0,2.9916810848051301E-2,4.1832327236446358E-3,9.9234669989454994E-5,false,1.9678365773902463E-2,0,0,0,0,0,0]
[2037,103,{"$f":"IF(LOADPROFILE=0.1,Results_10PoE!C2960,IF(LOADPROFILE=0.5,Results_50PoE!C2960,\"Invalid Load Profile %\"))","v":0},82.994318181818187,55.32954545454546,27.66477272727273,0,0,87.869921899563423,0,0,0,0,0,2.9916810848051301E-2,4.1832327236446358E-3,9.9234669989454994E-5,false,1.9678365773902463E-2,0,0,0,0,0,0]
[2037,104,{"$f":"IF(LOADPROFILE=0.1,Results_10PoE!C2961,IF(LOADPROFILE=0.5,Results_50PoE!C2961,\"Invalid Load Profile %\"))","v":0},82.994318181818187,55.32954545454546,27.66477272727273,0,0,88.869921899563423,0,0,0,0,0,2.9916810848051301E-2,4.1832327236446358E-3,9.9234669989454994E-5,false,1.9678365773902463E-2,0,0,0,0,0,0]
[2037,105,{"$f":"IF(LOADPROFILE=0.1,Results_10PoE!C2962,IF(LOADPROFILE=0.5,Results_50PoE!C2962,\"Invalid Load Profile %\"))","v":0},82.994318181818187,55.32954545454546,27.66477272727273,0,0,89.869921899563423,0,0,0,0,0,2.9916810848051301E-2,4.1832327236446358E-3,9.9234669989454994E-5,false,1.9678365773902463E-2,0,0,0,0,0,0]
[2037,106,{"$f":"IF(LOADPROFILE=0.1,Results_10PoE!C2963,IF(LOADPROFILE=0.5,Results_50PoE!C2963,\"Invalid Load Profile %\"))","v":0},82.994318181818187,55.32954545454546,27.66477272727273,0,0,90.869921899563423,0,0,0,0,0,2.9916810848051301E-2,4.1832327236446358E-3,9.9234669989454994E-5,false,1.9678365773902463E-2,0,0,0,0,0,0]
[2037,107,{"$f":"IF(LOADPROFILE=0.1,Results_10PoE!C2964,IF(LOADPROFILE=0.5,Results_50PoE!C2964,\"Invalid Load Profile %\"))","v":0},82.994318181818187,55.32954545454546,27.66477272727273,0,0,91.869921899563423,0,0,0,0,0,2.9916810848051301E-2,4.1832327236446358E-3,9.9234669989454994E-5,false,1.9678365773902463E-2,0,0,0,0,0,0]
[2037,108,{"$f":"IF(LOADPROFILE=0.1,Results_10PoE!C2965,IF(LOADPROFILE=0.5,Results_50PoE!C2965,\"Invalid Load Profile %\"))","v":0},82.994318181818187,55.32954545454546,27.66477272727273,0,0,92.869921899563423,0,0,0,0,0,2.9916810848051301E-2,4.1832327236446358E-3,9.9234669989454994E-5,false,1.9678365773902463E-2,0,0,0,0,0,0]
[2037,109,{"$f":"IF(LOADPROFILE=0.1,Results_10PoE!C2966,IF(LOADPROFILE=0.5,Results_50PoE!C2966,\"Invalid Load Profile %\"))","v":0},82.994318181818187,55.32954545454546,27.66477272727273,0,0,93.869921899563423,0,0,0,0,0,2.9916810848051301E-2,4.1832327236446358E-3,9.9234669989454994E-5,false,1.9678365773902463E-2,0,0,0,0,0,0]
[2037,110,{"$f":"IF(LOADPROFILE=0.1,Results_10PoE!C2967,IF(LOADPROFILE=0.5,Results_50PoE!C2967,\"Invalid Load Profile %\"))","v":0},82.994318181818187,55.32954545454546,27.66477272727273,0,0,94.869921899563423,0,0,0,0,0,2.9916810848051301E-2,4.1832327236446358E-3,9.9234669989454994E-5,false,1.9678365773902463E-2,0,0,0,0,0,0]
[2037,111,{"$f":"IF(LOADPROFILE=0.1,Results_10PoE!C2968,IF(LOADPROFILE=0.5,Results_50PoE!C2968,\"Invalid Load Profile %\"))","v":0},82.994318181818187,55.32954545454546,27.66477272727273,0,0,95.869921899563423,0,0,0,0,0,2.9916810848051301E-2,4.1832327236446358E-3,9.9234669989454994E-5,false,1.9678365773902463E-2,0,0,0,0,0,0]
[2037,112,{"$f":"IF(LOADPROFILE=0.1,Results_10PoE!C2969,IF(LOADPROFILE=0.5,Results_50PoE!C2969,\"Invalid Load Profile %\"))","v":0},82.994318181818187,55.32954545454546,27.66477272727273,0,0,96.869921899563423,0,0,0,0,0,2.9916810848051301E-2,4.1832327236446358E-3,9.9234669989454994E-5,false,1.9678365773902463E-2,0,0,0,0,0,0]
[2037,113,{"$f":"IF(LOADPROFILE=0.1,Results_10PoE!C2970,IF(LOADPROFILE=0.5,Results_50PoE!C2970,\"Invalid Load Profile %\"))","v":0},82.994318181818187,55.32954545454546,27.66477272727273,0,0,97.869921899563423,0,0,0,0,0,2.9916810848051301E-2,4.1832327236446358E-3,9.9234669989454994E-5,false,1.9678365773902463E-2,0,0,0,0,0,0]
[2037,114,{"$f":"IF(LOADPROFILE=0.1,Results_10PoE!C2971,IF(LOADPROFILE=0.5,Results_50PoE!C2971,\"Invalid Load Profile %\"))","v":0},82.994318181818187,55.32954545454546,27.66477272727273,0,0,98.869921899563423,0,0,0,0,0,2.9916810848051301E-2,4.1832327236446358E-3,9.9234669989454994E-5,false,1.9678365773902463E-2,0,0,0,0,0,0]
[2037,115,{"$f":"IF(LOADPROFILE=0.1,Results_10PoE!C2972,IF(LOADPROFILE=0.5,Results_50PoE!C2972,\"Invalid Load Profile %\"))","v":0},82.994318181818187,55.32954545454546,27.66477272727273,0,0,99.869921899563423,0,0,0,0,0,2.9916810848051301E-2,4.1832327236446358E-3,9.9234669989454994E-5,false,1.9678365773902463E-2,0,0,0,0,0,0]
[2037,116,{"$f":"IF(LOADPROFILE=0.1,Results_10PoE!C2973,IF(LOADPROFILE=0.5,Results_50PoE!C2973,\"Invalid Load Profile %\"))","v":0},82.994318181818187,55.32954545454546,27.66477272727273,0,0,100.86992189956342,0,0,0,0,0,2.9916810848051301E-2,4.1832327236446358E-3,9.9234669989454994E-5,false,1.9678365773902463E-2,0,0,0,0,0,0]
[2037,117,{"$f":"IF(LOADPROFILE=0.1,Results_10PoE!C2974,IF(LOADPROFILE=0.5,Results_50PoE!C2974,\"Invalid Load Profile %\"))","v":0},82.994318181818187,55.32954545454546,27.66477272727273,0,0,101.86992189956342,0,0,0,0,0,2.9916810848051301E-2,4.1832327236446358E-3,9.9234669989454994E-5,false,1.9678365773902463E-2,0,0,0,0,0,0]
[2037,118,{"$f":"IF(LOADPROFILE=0.1,Results_10PoE!C2975,IF(LOADPROFILE=0.5,Results_50PoE!C2975,\"Invalid Load Profile %\"))","v":0},82.994318181818187,55.32954545454546,27.66477272727273,0,0,102.86992189956342,0,0,0,0,0,2.9916810848051301E-2,4.1832327236446358E-3,9.9234669989454994E-5,false,1.9678365773902463E-2,0,0,0,0,0,0]
[2037,119,{"$f":"IF(LOADPROFILE=0.1,Results_10PoE!C2976,IF(LOADPROFILE=0.5,Results_50PoE!C2976,\"Invalid Load Profile %\"))","v":0},82.994318181818187,55.32954545454546,27.66477272727273,0,0,103.86992189956342,0,0,0,0,0,2.9916810848051301E-2,4.1832327236446358E-3,9.9234669989454994E-5,false,1.9678365773902463E-2,0,0,0,0,0,0]
[2037,120,{"$f":"IF(LOADPROFILE=0.1,Results_10PoE!C2977,IF(LOADPROFILE=0.5,Results_50PoE!C2977,\"Invalid Load Profile %\"))","v":0},82.994318181818187,55.32954545454546,27.66477272727273,0,0,104.86992189956342,0,0,0,0,0,2.9916810848051301E-2,4.1832327236446358E-3,9.9234669989454994E-5,false,1.9678365773902463E-2,0,0,0,0,0,0]
[2037,121,{"$f":"IF(LOADPROFILE=0.1,Results_10PoE!C2978,IF(LOADPROFILE=0.5,Results_50PoE!C2978,\"Invalid Load Profile %\"))","v":0},82.994318181818187,55.32954545454546,27.66477272727273,0,0,105.86992189956342,0,0,0,0,0,2.9916810848051301E-2,4.1832327236446358E-3,9.9234669989454994E-5,false,1.9678365773902463E-2,0,0,0,0,0,0]
[2037,122,{"$f":"IF(LOADPROFILE=0.1,Results_10PoE!C2979,IF(LOADPROFILE=0.5,Results_50PoE!C2979,\"Invalid Load Profile %\"))","v":0},82.994318181818187,55.32954545454546,27.66477272727273,0,0,106.86992189956342,0,0,0,0,0,2.9916810848051301E-2,4.1832327236446358E-3,9.9234669989454994E-5,false,1.9678365773902463E-2,0,0,0,0,0,0]
[2037,123,{"$f":"IF(LOADPROFILE=0.1,Results_10PoE!C2980,IF(LOADPROFILE=0.5,Results_50PoE!C2980,\"Invalid Load Profile %\"))","v":0},82.994318181818187,55.32954545454546,27.66477272727273,0,0,107.86992189956342,0,0,0,0,0,2.9916810848051301E-2,4.1832327236446358E-3,9.9234669989454994E-5,false,1.9678365773902463E-2,0,0,0,0,0,0]
[2037,124,{"$f":"IF(LOADPROFILE=0.1,Results_10PoE!C2981,IF(LOADPROFILE=0.5,Results_50PoE!C2981,\"Invalid Load Profile %\"))","v":0},82.994318181818187,55.32954545454546,27.66477272727273,0,0,108.86992189956342,0,0,0,0,0,2.9916810848051301E-2,4.1832327236446358E-3,9.9234669989454994E-5,false,1.9678365773902463E-2,0,0,0,0,0,0]
[2037,125,{"$f":"IF(LOADPROFILE=0.1,Results_10PoE!C2982,IF(LOADPROFILE=0.5,Results_50PoE!C2982,\"Invalid Load Profile %\"))","v":0},82.994318181818187,55.32954545454546,27.66477272727273,0,0,109.86992189956342,0,0,0,0,0,2.9916810848051301E-2,4.1832327236446358E-3,9.9234669989454994E-5,false,1.9678365773902463E-2,0,0,0,0,0,0]
[2037,126,{"$f":"IF(LOADPROFILE=0.1,Results_10PoE!C2983,IF(LOADPROFILE=0.5,Results_50PoE!C2983,\"Invalid Load Profile %\"))","v":0},82.994318181818187,55.32954545454546,27.66477272727273,0,0,110.86992189956342,0,0,0,0,0,2.9916810848051301E-2,4.1832327236446358E-3,9.9234669989454994E-5,false,1.9678365773902463E-2,0,0,0,0,0,0]
[2037,127,{"$f":"IF(LOADPROFILE=0.1,Results_10PoE!C2984,IF(LOADPROFILE=0.5,Results_50PoE!C2984,\"Invalid Load Profile %\"))","v":0},82.994318181818187,55.32954545454546,27.66477272727273,0,0,111.86992189956342,0,0,0,0,0,2.9916810848051301E-2,4.1832327236446358E-3,9.9234669989454994E-5,false,1.9678365773902463E-2,0,0,0,0,0,0]
[2037,128,{"$f":"IF(LOADPROFILE=0.1,Results_10PoE!C2985,IF(LOADPROFILE=0.5,Results_50PoE!C2985,\"Invalid Load Profile %\"))","v":0},82.994318181818187,55.32954545454546,27.66477272727273,0,0,112.86992189956342,0,0,0,0,0,2.9916810848051301E-2,4.1832327236446358E-3,9.9234669989454994E-5,false,1.9678365773902463E-2,0,0,0,0,0,0]
[2037,129,{"$f":"IF(LOADPROFILE=0.1,Results_10PoE!C2986,IF(LOADPROFILE=0.5,Results_50PoE!C2986,\"Invalid Load Profile %\"))","v":0},82.994318181818187,55.32954545454546,27.66477272727273,0,0,113.86992189956342,0,0,0,0,0,2.9916810848051301E-2,4.1832327236446358E-3,9.9234669989454994E-5,false,1.9678365773902463E-2,0,0,0,0,0,0]
[2037,130,{"$f":"IF(LOADPROFILE=0.1,Results_10PoE!C2987,IF(LOADPROFILE=0.5,Results_50PoE!C2987,\"Invalid Load Profile %\"))","v":0},82.994318181818187,55.32954545454546,27.66477272727273,0,0,114.86992189956342,0,0,0,0,0,2.9916810848051301E-2,4.1832327236446358E-3,9.9234669989454994E-5,false,1.9678365773902463E-2,0,0,0,0,0,0]
[2037,131,{"$f":"IF(LOADPROFILE=0.1,Results_10PoE!C2988,IF(LOADPROFILE=0.5,Results_50PoE!C2988,\"Invalid Load Profile %\"))","v":0},82.994318181818187,55.32954545454546,27.66477272727273,0,0,115.86992189956342,0,0,0,0,0,2.9916810848051301E-2,4.1832327236446358E-3,9.9234669989454994E-5,false,1.9678365773902463E-2,0,0,0,0,0,0]
[2037,132,{"$f":"IF(LOADPROFILE=0.1,Results_10PoE!C2989,IF(LOADPROFILE=0.5,Results_50PoE!C2989,\"Invalid Load Profile %\"))","v":0},82.994318181818187,55.32954545454546,27.66477272727273,0,0,116.86992189956342,0,0,0,0,0,2.9916810848051301E-2,4.1832327236446358E-3,9.9234669989454994E-5,false,1.9678365773902463E-2,0,0,0,0,0,0]
[2037,133,{"$f":"IF(LOADPROFILE=0.1,Results_10PoE!C2990,IF(LOADPROFILE=0.5,Results_50PoE!C2990,\"Invalid Load Profile %\"))","v":0},82.994318181818187,55.32954545454546,27.66477272727273,0,0,117.86992189956342,0,0,0,0,0,2.9916810848051301E-2,4.1832327236446358E-3,9.9234669989454994E-5,false,1.9678365773902463E-2,0,0,0,0,0,0]
[2037,134,{"$f":"IF(LOADPROFILE=0.1,Results_10PoE!C2991,IF(LOADPROFILE=0.5,Results_50PoE!C2991,\"Invalid Load Profile %\"))","v":0},82.994318181818187,55.32954545454546,27.66477272727273,0,0,118.86992189956342,0,0,0,0,0,2.9916810848051301E-2,4.1832327236446358E-3,9.9234669989454994E-5,false,1.9678365773902463E-2,0,0,0,0,0,0]
[2037,135,{"$f":"IF(LOADPROFILE=0.1,Results_10PoE!C2992,IF(LOADPROFILE=0.5,Results_50PoE!C2992,\"Invalid Load Profile %\"))","v":0},82.994318181818187,55.32954545454546,27.66477272727273,0,0,119.86992189956342,0,0,0,0,0,2.9916810848051301E-2,4.1832327236446358E-3,9.9234669989454994E-5,false,1.9678365773902463E-2,0,0,0,0,0,0]
[2037,136,{"$f":"IF(LOADPROFILE=0.1,Results_10PoE!C2993,IF(LOADPROFILE=0.5,Results_50PoE!C2993,\"Invalid Load Profile %\"))","v":0},82.994318181818187,55.32954545454546,27.66477272727273,0,0,120.86992189956342,0,0,0,0,0,2.9916810848051301E-2,4.1832327236446358E-3,9.9234669989454994E-5,false,1.9678365773902463E-2,0,0,0,0,0,0]
[2037,137,{"$f":"IF(LOADPROFILE=0.1,Results_10PoE!C2994,IF(LOADPROFILE=0.5,Results_50PoE!C2994,\"Invalid Load Profile %\"))","v":0},82.994318181818187,55.32954545454546,27.66477272727273,0,0,121.86992189956342,0,0,0,0,0,2.9916810848051301E-2,4.1832327236446358E-3,9.9234669989454994E-5,false,1.9678365773902463E-2,0,0,0,0,0,0]
[2037,138,{"$f":"IF(LOADPROFILE=0.1,Results_10PoE!C2995,IF(LOADPROFILE=0.5,Results_50PoE!C2995,\"Invalid Load Profile %\"))","v":0},82.994318181818187,55.32954545454546,27.66477272727273,0,0,122.86992189956342,0,0,0,0,0,2.9916810848051301E-2,4.1832327236446358E-3,9.9234669989454994E-5,false,1.9678365773902463E-2,0,0,0,0,0,0]
[2037,139,{"$f":"IF(LOADPROFILE=0.1,Results_10PoE!C2996,IF(LOADPROFILE=0.5,Results_50PoE!C2996,\"Invalid Load Profile %\"))","v":0},82.994318181818187,55.32954545454546,27.66477272727273,0,0,123.86992189956342,0,0,0,0,0,2.9916810848051301E-2,4.1832327236446358E-3,9.9234669989454994E-5,false,1.9678365773902463E-2,0,0,0,0,0,0]
[2037,140,{"$f":"IF(LOADPROFILE=0.1,Results_10PoE!C2997,IF(LOADPROFILE=0.5,Results_50PoE!C2997,\"Invalid Load Profile %\"))","v":0},82.994318181818187,55.32954545454546,27.66477272727273,0,0,124.86992189956342,0,0,0,0,0,2.9916810848051301E-2,4.1832327236446358E-3,9.9234669989454994E-5,false,1.9678365773902463E-2,0,0,0,0,0,0]
[2037,141,{"$f":"IF(LOADPROFILE=0.1,Results_10PoE!C2998,IF(LOADPROFILE=0.5,Results_50PoE!C2998,\"Invalid Load Profile %\"))","v":0},82.994318181818187,55.32954545454546,27.66477272727273,0,0,125.86992189956342,0,0,0,0,0,2.9916810848051301E-2,4.1832327236446358E-3,9.9234669989454994E-5,false,1.9678365773902463E-2,0,0,0,0,0,0]
[2037,142,{"$f":"IF(LOADPROFILE=0.1,Results_10PoE!C2999,IF(LOADPROFILE=0.5,Results_50PoE!C2999,\"Invalid Load Profile %\"))","v":0},82.994318181818187,55.32954545454546,27.66477272727273,0,0,126.86992189956342,0,0,0,0,0,2.9916810848051301E-2,4.1832327236446358E-3,9.9234669989454994E-5,false,1.9678365773902463E-2,0,0,0,0,0,0]
[2037,143,{"$f":"IF(LOADPROFILE=0.1,Results_10PoE!C3000,IF(LOADPROFILE=0.5,Results_50PoE!C3000,\"Invalid Load Profile %\"))","v":0},82.994318181818187,55.32954545454546,27.66477272727273,0,0,127.86992189956342,0,0,0,0,0,2.9916810848051301E-2,4.1832327236446358E-3,9.9234669989454994E-5,false,1.9678365773902463E-2,0,0,0,0,0,0]
[2037,144,{"$f":"IF(LOADPROFILE=0.1,Results_10PoE!C3001,IF(LOADPROFILE=0.5,Results_50PoE!C3001,\"Invalid Load Profile %\"))","v":0},82.994318181818187,55.32954545454546,27.66477272727273,0,0,128.86992189956342,0,0,0,0,0,2.9916810848051301E-2,4.1832327236446358E-3,9.9234669989454994E-5,false,1.9678365773902463E-2,0,0,0,0,0,0]
[2037,145,{"$f":"IF(LOADPROFILE=0.1,Results_10PoE!C3002,IF(LOADPROFILE=0.5,Results_50PoE!C3002,\"Invalid Load Profile %\"))","v":0},82.994318181818187,55.32954545454546,27.66477272727273,0,0,129.86992189956342,0,0,0,0,0,2.9916810848051301E-2,4.1832327236446358E-3,9.9234669989454994E-5,false,1.9678365773902463E-2,0,0,0,0,0,0]
[2037,146,{"$f":"IF(LOADPROFILE=0.1,Results_10PoE!C3003,IF(LOADPROFILE=0.5,Results_50PoE!C3003,\"Invalid Load Profile %\"))","v":0},82.994318181818187,55.32954545454546,27.66477272727273,0,0,130.86992189956342,0,0,0,0,0,2.9916810848051301E-2,4.1832327236446358E-3,9.9234669989454994E-5,false,1.9678365773902463E-2,0,0,0,0,0,0]
[2037,147,{"$f":"IF(LOADPROFILE=0.1,Results_10PoE!C3004,IF(LOADPROFILE=0.5,Results_50PoE!C3004,\"Invalid Load Profile %\"))","v":0},82.994318181818187,55.32954545454546,27.66477272727273,0,0,131.86992189956342,0,0,0,0,0,2.9916810848051301E-2,4.1832327236446358E-3,9.9234669989454994E-5,false,1.9678365773902463E-2,0,0,0,0,0,0]
[2037,148,{"$f":"IF(LOADPROFILE=0.1,Results_10PoE!C3005,IF(LOADPROFILE=0.5,Results_50PoE!C3005,\"Invalid Load Profile %\"))","v":0},82.994318181818187,55.32954545454546,27.66477272727273,0,0,132.86992189956342,0,0,0,0,0,2.9916810848051301E-2,4.1832327236446358E-3,9.9234669989454994E-5,false,1.9678365773902463E-2,0,0,0,0,0,0]
[2037,149,{"$f":"IF(LOADPROFILE=0.1,Results_10PoE!C3006,IF(LOADPROFILE=0.5,Results_50PoE!C3006,\"Invalid Load Profile %\"))","v":0},82.994318181818187,55.32954545454546,27.66477272727273,0,0,133.86992189956342,0,0,0,0,0,2.9916810848051301E-2,4.1832327236446358E-3,9.9234669989454994E-5,false,1.9678365773902463E-2,0,0,0,0,0,0]
[2037,150,{"$f":"IF(LOADPROFILE=0.1,Results_10PoE!C3007,IF(LOADPROFILE=0.5,Results_50PoE!C3007,\"Invalid Load Profile %\"))","v":0},82.994318181818187,55.32954545454546,27.66477272727273,0,0,134.86992189956342,0,0,0,0,0,2.9916810848051301E-2,4.1832327236446358E-3,9.9234669989454994E-5,false,1.9678365773902463E-2,0,0,0,0,0,0]
[2038,1,{"$f":"IF(LOADPROFILE=0.1,Results_10PoE!C3008,IF(LOADPROFILE=0.5,Results_50PoE!C3008,\"Invalid Load Profile %\"))","v":8759},82.994318181818187,55.32954545454546,27.66477272727273,0,0,0,0,0,0,0,0,3.1311002653222231E-2,4.3891360364039338E-3,1.0556716452676626E-4,false,2.0381187494277059E-2,0,0,0,0,0,0]
[2038,2,{"$f":"IF(LOADPROFILE=0.1,Results_10PoE!C3009,IF(LOADPROFILE=0.5,Results_50PoE!C3009,\"Invalid Load Profile %\"))","v":8753},82.994318181818187,55.32954545454546,27.66477272727273,0,0,0,0,0,0,0,0,3.1311002653222231E-2,4.3891360364039338E-3,1.0556716452676626E-4,false,2.0381187494277059E-2,0,0,0,0,0,0]
[2038,3,{"$f":"IF(LOADPROFILE=0.1,Results_10PoE!C3010,IF(LOADPROFILE=0.5,Results_50PoE!C3010,\"Invalid Load Profile %\"))","v":8735},82.994318181818187,55.32954545454546,27.66477272727273,0,0,0,0,0,0,0,0,3.1311002653222231E-2,4.3891360364039338E-3,1.0556716452676626E-4,false,2.0381187494277059E-2,0,0,0,0,0,0]
[2038,4,{"$f":"IF(LOADPROFILE=0.1,Results_10PoE!C3011,IF(LOADPROFILE=0.5,Results_50PoE!C3011,\"Invalid Load Profile %\"))","v":8707},82.994318181818187,55.32954545454546,27.66477272727273,0,0,0,0,0,0,0,0,3.1311002653222231E-2,4.3891360364039338E-3,1.0556716452676626E-4,false,2.0381187494277059E-2,0,0,0,0,0,0]
[2038,5,{"$f":"IF(LOADPROFILE=0.1,Results_10PoE!C3012,IF(LOADPROFILE=0.5,Results_50PoE!C3012,\"Invalid Load Profile %\"))","v":8665},82.994318181818187,55.32954545454546,27.66477272727273,0,0,0,0,0,0,0,0,3.1311002653222231E-2,4.3891360364039338E-3,1.0556716452676626E-4,false,2.0381187494277059E-2,0,0,0,0,0,0]
[2038,6,{"$f":"IF(LOADPROFILE=0.1,Results_10PoE!C3013,IF(LOADPROFILE=0.5,Results_50PoE!C3013,\"Invalid Load Profile %\"))","v":8581},82.994318181818187,55.32954545454546,27.66477272727273,0,0,0,0,0,0,0,0,3.1311002653222231E-2,4.3891360364039338E-3,1.0556716452676626E-4,false,2.0381187494277059E-2,0,0,0,0,0,0]
[2038,7,{"$f":"IF(LOADPROFILE=0.1,Results_10PoE!C3014,IF(LOADPROFILE=0.5,Results_50PoE!C3014,\"Invalid Load Profile %\"))","v":8466},82.994318181818187,55.32954545454546,27.66477272727273,0,0,0,0,0,0,0,0,3.1311002653222231E-2,4.3891360364039338E-3,1.0556716452676626E-4,false,2.0381187494277059E-2,0,0,0,0,0,0]
[2038,8,{"$f":"IF(LOADPROFILE=0.1,Results_10PoE!C3015,IF(LOADPROFILE=0.5,Results_50PoE!C3015,\"Invalid Load Profile %\"))","v":8319},82.994318181818187,55.32954545454546,27.66477272727273,0,0,0,0,0,0,0,0,3.1311002653222231E-2,4.3891360364039338E-3,1.0556716452676626E-4,false,2.0381187494277059E-2,0,0,0,0,0,0]
[2038,9,{"$f":"IF(LOADPROFILE=0.1,Results_10PoE!C3016,IF(LOADPROFILE=0.5,Results_50PoE!C3016,\"Invalid Load Profile %\"))","v":8163},82.994318181818187,55.32954545454546,27.66477272727273,0,0,0,0,0,0,0,0,3.1311002653222231E-2,4.3891360364039338E-3,1.0556716452676626E-4,false,2.0381187494277059E-2,0,0,0,0,0,0]
[2038,10,{"$f":"IF(LOADPROFILE=0.1,Results_10PoE!C3017,IF(LOADPROFILE=0.5,Results_50PoE!C3017,\"Invalid Load Profile %\"))","v":7984},{"$f":"VLOOKUP($A3046,$Q$4:$AB$26,6,FALSE)","v":82.994318181818187},{"$f":"VLOOKUP($A3046,$Q$4:$AB$26,7,FALSE)","v":55.32954545454546},{"$f":"VLOOKUP($A3046,$Q$4:$AB$26,9,FALSE)","v":27.66477272727273},{"$f":"VLOOKUP($A3046,$Q$4:$AB$26,10,FALSE)","v":0},{"$f":"VLOOKUP($A3046,$Q$4:$AB$26,11,FALSE)","v":0},{"$f":"IF(B3046-VLOOKUP(A3046,$Q$4:$AB$26,12,FALSE)<0,0,B3046-VLOOKUP(A3046,$Q$4:$AB$26,12,FALSE))","v":0},{"$f":"IF(B3046=150,0,IF(IF($I3046>D3046,($I3046-D3046)*($C3046-$C3047),0)<0,0,IF($I3046>D3046,($I3046-D3046)*($C3046-$C3047),0)))*$Y$30","v":0},{"$f":"IF(C3046=150,0,IF(IF($I3046>E3046,($I3046-E3046)*($C3046-$C3047),0)<0,0,IF($I3046>E3046,($I3046-E3046)*($C3046-$C3047),0)))*$Y$30","v":0},{"$f":"IF(D3046=150,0,IF(IF($I3046>F3046,($I3046-F3046)*($C3046-$C3047),0)<0,0,IF($I3046>F3046,($I3046-F3046)*($C3046-$C3047),0)))*$Y$30","v":0},{"$f":"IF(E3046=150,0,IF(IF($I3046>G3046,($I3046-G3046)*($C3046-$C3047),0)<0,0,IF($I3046>G3046,($I3046-G3046)*($C3046-$C3047),0)))*$Y$30","v":0},{"$f":"IF(F3046=150,0,IF(IF($I3046>H3046,($I3046-H3046)*($C3046-$C3047),0)<0,0,IF($I3046>H3046,($I3046-H3046)*($C3046-$C3047),0)))*$Y$30","v":0},{"$f":"VLOOKUP($A3046, $Q$4:$BB$26,33,FALSE)","v":3.1311002653222231E-2},{"$f":"VLOOKUP($A3046, $Q$4:$BB$26,34,FALSE)","v":4.3891360364039338E-3},{"$f":"VLOOKUP($A3046, $Q$4:$BB$26,35,FALSE)","v":1.0556716452676626E-4},{"$f":"VLOOKUP($A3046, $Q$4:$BB$26,36,FALSE)","v":false},{"$f":"VLOOKUP($A3046, $Q$4:$BB$26,37,FALSE)","v":2.0381187494277059E-2},{"$f":"J3046*1000*($S$34/365)","v":0},{"$f":"O3046*K3046*1000*($T$34/365)","v":0},{"$f":"P3046*L3046*1000*($U$34/365)","v":0},{"$f":"Q3046*M3046*1000*($V$34/365)","v":0},{"$f":"R3046*N3046*1000*($W$34/365)","v":0},{"$f":"S3046*K3046*1000*($X$34/365)","v":0}]
[2038,11,{"$f":"IF(LOADPROFILE=0.1,Results_10PoE!C3018,IF(LOADPROFILE=0.5,Results_50PoE!C3018,\"Invalid Load Profile %\"))","v":7757},82.994318181818187,55.32954545454546,27.66477272727273,0,0,0,0,0,0,0,0,3.1311002653222231E-2,4.3891360364039338E-3,1.0556716452676626E-4,false,2.0381187494277059E-2,0,0,0,0,0,0]
[2038,12,{"$f":"IF(LOADPROFILE=0.1,Results_10PoE!C3019,IF(LOADPROFILE=0.5,Results_50PoE!C3019,\"Invalid Load Profile %\"))","v":7469},82.994318181818187,55.32954545454546,27.66477272727273,0,0,0,0,0,0,0,0,3.1311002653222231E-2,4.3891360364039338E-3,1.0556716452676626E-4,false,2.0381187494277059E-2,0,0,0,0,0,0]
[2038,13,{"$f":"IF(LOADPROFILE=0.1,Results_10PoE!C3020,IF(LOADPROFILE=0.5,Results_50PoE!C3020,\"Invalid Load Profile %\"))","v":7143},82.994318181818187,55.32954545454546,27.66477272727273,0,0,0,0,0,0,0,0,3.1311002653222231E-2,4.3891360364039338E-3,1.0556716452676626E-4,false,2.0381187494277059E-2,0,0,0,0,0,0]
[2038,14,{"$f":"IF(LOADPROFILE=0.1,Results_10PoE!C3021,IF(LOADPROFILE=0.5,Results_50PoE!C3021,\"Invalid Load Profile %\"))","v":6854},82.994318181818187,55.32954545454546,27.66477272727273,0,0,0,0,0,0,0,0,3.1311002653222231E-2,4.3891360364039338E-3,1.0556716452676626E-4,false,2.0381187494277059E-2,0,0,0,0,0,0]
[2038,15,{"$f":"IF(LOADPROFILE=0.1,Results_10PoE!C3022,IF(LOADPROFILE=0.5,Results_50PoE!C3022,\"Invalid Load Profile %\"))","v":6578},82.994318181818187,55.32954545454546,27.66477272727273,0,0,3.6679985604310517E-2,0,0,0,11.204842878073684,11.204842878073684,3.1311002653222231E-2,4.3891360364039338E-3,1.0556716452676626E-4,false,2.0381187494277059E-2,0,0,0,0.37333116228227603,0,0]
[2038,16,{"$f":"IF(LOADPROFILE=0.1,Results_10PoE!C3023,IF(LOADPROFILE=0.5,Results_50PoE!C3023,\"Invalid Load Profile %\"))","v":6270},82.994318181818187,55.32954545454546,27.66477272727273,0,0,1.0366799856043105,0,0,0,303.31411976079437,303.31411976079437,3.1311002653222231E-2,4.3891360364039338E-3,1.0556716452676626E-4,false,2.0381187494277059E-2,0,0,0,10.106042012290159,0,0]
[2038,17,{"$f":"IF(LOADPROFILE=0.1,Results_10PoE!C3024,IF(LOADPROFILE=0.5,Results_50PoE!C3024,\"Invalid Load Profile %\"))","v":5975},82.994318181818187,55.32954545454546,27.66477272727273,0,0,2.0366799856043105,0,0,0,676.69583046898401,676.69583046898401,3.1311002653222231E-2,4.3891360364039338E-3,1.0556716452676626E-4,false,2.0381187494277059E-2,0,0,0,22.546647342545139,0,0]
[2038,18,{"$f":"IF(LOADPROFILE=0.1,Results_10PoE!C3025,IF(LOADPROFILE=0.5,Results_50PoE!C3025,\"Invalid Load Profile %\"))","v":5640},82.994318181818187,55.32954545454546,27.66477272727273,0,0,3.0366799856043105,0,0,0,963.77332814760473,963.77332814760473,3.1311002653222231E-2,4.3891360364039338E-3,1.0556716452676626E-4,false,2.0381187494277059E-2,0,0,0,32.111705687376848,0,0]
[2038,19,{"$f":"IF(LOADPROFILE=0.1,Results_10PoE!C3026,IF(LOADPROFILE=0.5,Results_50PoE!C3026,\"Invalid Load Profile %\"))","v":5320},82.994318181818187,55.32954545454546,27.66477272727273,0,0,4.0366799856043105,0,0,0,1225.1002986688341,1225.1002986688341,3.1311002653222231E-2,4.3891360364039338E-3,1.0556716452676626E-4,false,2.0381187494277059E-2,0,0,0,40.818789106753563,0,0]
[2038,20,{"$f":"IF(LOADPROFILE=0.1,Results_10PoE!C3027,IF(LOADPROFILE=0.5,Results_50PoE!C3027,\"Invalid Load Profile %\"))","v":5014},82.994318181818187,55.32954545454546,27.66477272727273,0,0,5.0366799856043105,0,0,0,1198.8959625855066,1198.8959625855066,3.1311002653222231E-2,4.3891360364039338E-3,1.0556716452676626E-4,false,2.0381187494277059E-2,0,0,0,39.9456938431004,0,0]
[2038,21,{"$f":"IF(LOADPROFILE=0.1,Results_10PoE!C3028,IF(LOADPROFILE=0.5,Results_50PoE!C3028,\"Invalid Load Profile %\"))","v":4774},82.994318181818187,55.32954545454546,27.66477272727273,0,0,6.0366799856043105,0,0,0,1389.0313142954778,1389.0313142954778,3.1311002653222231E-2,4.3891360364039338E-3,1.0556716452676626E-4,false,2.0381187494277059E-2,0,0,0,46.280762760821467,0,0]
[2038,22,{"$f":"IF(LOADPROFILE=0.1,Results_10PoE!C3029,IF(LOADPROFILE=0.5,Results_50PoE!C3029,\"Invalid Load Profile %\"))","v":4542},82.994318181818187,55.32954545454546,27.66477272727273,0,0,7.0366799856043105,0,0,0,1116.6412860402063,1116.6412860402063,3.1311002653222231E-2,4.3891360364039338E-3,1.0556716452676626E-4,false,2.0381187494277059E-2,0,0,0,37.205072280445435,0,0]
[2038,23,{"$f":"IF(LOADPROFILE=0.1,Results_10PoE!C3030,IF(LOADPROFILE=0.5,Results_50PoE!C3030,\"Invalid Load Profile %\"))","v":4382},82.994318181818187,55.32954545454546,27.66477272727273,0,0,8.0366799856043105,0,0,0,1131.8553231094791,1131.8553231094791,3.1311002653222231E-2,4.3891360364039338E-3,1.0556716452676626E-4,false,2.0381187494277059E-2,0,0,0,37.711984711425792,0,0]
[2038,24,{"$f":"IF(LOADPROFILE=0.1,Results_10PoE!C3031,IF(LOADPROFILE=0.5,Results_50PoE!C3031,\"Invalid Load Profile %\"))","v":4240},82.994318181818187,55.32954545454546,27.66477272727273,0,0,9.0366799856043105,0,0,0,1326.467202246653,1326.467202246653,3.1311002653222231E-2,4.3891360364039338E-3,1.0556716452676626E-4,false,2.0381187494277059E-2,0,0,0,44.196205848912165,0,0]
[2038,25,{"$f":"IF(LOADPROFILE=0.1,Results_10PoE!C3032,IF(LOADPROFILE=0.5,Results_50PoE!C3032,\"Invalid Load Profile %\"))","v":4092},82.994318181818187,55.32954545454546,27.66477272727273,0,0,10.036679985604311,0,0,0,1333.8923239813205,1333.8923239813205,3.1311002653222231E-2,4.3891360364039338E-3,1.0556716452676626E-4,false,2.0381187494277059E-2,0,0,0,44.443601493586058,0,0]
[2038,26,{"$f":"IF(LOADPROFILE=0.1,Results_10PoE!C3033,IF(LOADPROFILE=0.5,Results_50PoE!C3033,\"Invalid Load Profile %\"))","v":3958},82.994318181818187,55.32954545454546,27.66477272727273,0,0,11.036679985604311,0,0,0,1149.3535646293381,1149.3535646293381,3.1311002653222231E-2,4.3891360364039338E-3,1.0556716452676626E-4,false,2.0381187494277059E-2,0,0,0,38.295003939414109,0,0]
[2038,27,{"$f":"IF(LOADPROFILE=0.1,Results_10PoE!C3034,IF(LOADPROFILE=0.5,Results_50PoE!C3034,\"Invalid Load Profile %\"))","v":3853},82.994318181818187,55.32954545454546,27.66477272727273,0,0,12.036679985604311,0,0,0,1360.9352514924758,1360.9352514924758,3.1311002653222231E-2,4.3891360364039338E-3,1.0556716452676626E-4,false,2.0381187494277059E-2,0,0,0,45.344637560679104,0,0]
[2038,28,{"$f":"IF(LOADPROFILE=0.1,Results_10PoE!C3035,IF(LOADPROFILE=0.5,Results_50PoE!C3035,\"Invalid Load Profile %\"))","v":3739},82.994318181818187,55.32954545454546,27.66477272727273,0,0,13.036679985604311,0,0,0,1292.9832618686328,1292.9832618686328,3.1311002653222231E-2,4.3891360364039338E-3,1.0556716452676626E-4,false,2.0381187494277059E-2,0,0,0,43.080563397238109,0,0]
[2038,29,{"$f":"IF(LOADPROFILE=0.1,Results_10PoE!C3036,IF(LOADPROFILE=0.5,Results_50PoE!C3036,\"Invalid Load Profile %\"))","v":3639},82.994318181818187,55.32954545454546,27.66477272727273,0,0,14.036679985604311,0,0,0,1740.2045894386044,1740.2045894386044,3.1311002653222231E-2,4.3891360364039338E-3,1.0556716452676626E-4,false,2.0381187494277059E-2,0,0,0,57.98141116778924,0,0]
[2038,30,{"$f":"IF(LOADPROFILE=0.1,Results_10PoE!C3037,IF(LOADPROFILE=0.5,Results_50PoE!C3037,\"Invalid Load Profile %\"))","v":3514},82.994318181818187,55.32954545454546,27.66477272727273,0,0,15.036679985604311,0,0,0,1864.1801015414176,1864.1801015414176,3.1311002653222231E-2,4.3891360364039338E-3,1.0556716452676626E-4,false,2.0381187494277059E-2,0,0,0,62.112118089030844,0,0]
[2038,31,{"$f":"IF(LOADPROFILE=0.1,Results_10PoE!C3038,IF(LOADPROFILE=0.5,Results_50PoE!C3038,\"Invalid Load Profile %\"))","v":3389},82.994318181818187,55.32954545454546,27.66477272727273,0,0,16.036679985604309,0,0,0,1749.576940006923,1749.576940006923,3.1311002653222231E-2,4.3891360364039338E-3,1.0556716452676626E-4,false,2.0381187494277059E-2,0,0,0,58.293686009039746,0,0]
[2038,32,{"$f":"IF(LOADPROFILE=0.1,Results_10PoE!C3039,IF(LOADPROFILE=0.5,Results_50PoE!C3039,\"Invalid Load Profile %\"))","v":3279},82.994318181818187,55.32954545454546,27.66477272727273,0,0,17.036679985604309,0,0,0,1807.9842436394697,1807.9842436394697,3.1311002653222231E-2,4.3891360364039338E-3,1.0556716452676626E-4,false,2.0381187494277059E-2,0,0,0,60.239743333376019,0,0]
[2038,33,{"$f":"IF(LOADPROFILE=0.1,Results_10PoE!C3040,IF(LOADPROFILE=0.5,Results_50PoE!C3040,\"Invalid Load Profile %\"))","v":3172},82.994318181818187,55.32954545454546,27.66477272727273,0,0,18.036679985604309,0,0,0,1842.5518695882824,1842.5518695882824,3.1311002653222231E-2,4.3891360364039338E-3,1.0556716452676626E-4,false,2.0381187494277059E-2,0,0,0,61.391492814670656,0,0]
[2038,34,{"$f":"IF(LOADPROFILE=0.1,Results_10PoE!C3041,IF(LOADPROFILE=0.5,Results_50PoE!C3041,\"Invalid Load Profile %\"))","v":3069},82.994318181818187,55.32954545454546,27.66477272727273,0,0,19.036679985604309,0,0,0,2190.1562351560783,2190.1562351560783,3.1311002653222231E-2,4.3891360364039338E-3,1.0556716452676626E-4,false,2.0381187494277059E-2,0,0,0,72.973229678269448,0,0]
[2038,35,{"$f":"IF(LOADPROFILE=0.1,Results_10PoE!C3042,IF(LOADPROFILE=0.5,Results_50PoE!C3042,\"Invalid Load Profile %\"))","v":2953},82.994318181818187,55.32954545454546,27.66477272727273,0,0,20.036679985604309,0,0,0,2344.9504329803767,2344.9504329803767,3.1311002653222231E-2,4.3891360364039338E-3,1.0556716452676626E-4,false,2.0381187494277059E-2,0,0,0,78.130776144305486,0,0]
[2038,36,{"$f":"IF(LOADPROFILE=0.1,Results_10PoE!C3043,IF(LOADPROFILE=0.5,Results_50PoE!C3043,\"Invalid Load Profile %\"))","v":2835},82.994318181818187,55.32954545454546,27.66477272727273,0,0,21.036679985604309,0,0,0,2503.7118471919653,2503.7118471919653,3.1311002653222231E-2,4.3891360364039338E-3,1.0556716452676626E-4,false,2.0381187494277059E-2,0,0,0,83.420505231821238,0,0]
[2038,37,{"$f":"IF(LOADPROFILE=0.1,Results_10PoE!C3044,IF(LOADPROFILE=0.5,Results_50PoE!C3044,\"Invalid Load Profile %\"))","v":2715},82.994318181818187,55.32954545454546,27.66477272727273,0,0,22.036679985604309,0,0,0,2513.4479913602217,2513.4479913602217,3.1311002653222231E-2,4.3891360364039338E-3,1.0556716452676626E-4,false,2.0381187494277059E-2,0,0,0,83.744901214704313,0,0]
[2038,38,{"$f":"IF(LOADPROFILE=0.1,Results_10PoE!C3045,IF(LOADPROFILE=0.5,Results_50PoE!C3045,\"Invalid Load Profile %\"))","v":2600},82.994318181818187,55.32954545454546,27.66477272727273,0,0,23.036679985604309,0,0,0,2787.4405776031895,2787.4405776031895,3.1311002653222231E-2,4.3891360364039338E-3,1.0556716452676626E-4,false,2.0381187494277059E-2,0,0,0,92.873986895948534,0,0]
[2038,39,{"$f":"IF(LOADPROFILE=0.1,Results_10PoE!C3046,IF(LOADPROFILE=0.5,Results_50PoE!C3046,\"Invalid Load Profile %\"))","v":2478},82.994318181818187,55.32954545454546,27.66477272727273,0,0,24.036679985604309,0,0,0,2741.5629336293982,2741.5629336293982,3.1311002653222231E-2,4.3891360364039338E-3,1.0556716452676626E-4,false,2.0381187494277059E-2,0,0,0,91.345401949788865,0,0]
[2038,40,{"$f":"IF(LOADPROFILE=0.1,Results_10PoE!C3047,IF(LOADPROFILE=0.5,Results_50PoE!C3047,\"Invalid Load Profile %\"))","v":2363},82.994318181818187,55.32954545454546,27.66477272727273,0,0,25.036679985604309,0,0,0,3352.2500403751142,3352.2500403751142,3.1311002653222231E-2,4.3891360364039338E-3,1.0556716452676626E-4,false,2.0381187494277059E-2,0,0,0,111.69272228556261,0,0]
[2038,41,{"$f":"IF(LOADPROFILE=0.1,Results_10PoE!C3048,IF(LOADPROFILE=0.5,Results_50PoE!C3048,\"Invalid Load Profile %\"))","v":2228},82.994318181818187,55.32954545454546,27.66477272727273,0,0,26.036679985604309,0,0,0,3796.0230239746998,3796.0230239746998,3.1311002653222231E-2,4.3891360364039338E-3,1.0556716452676626E-4,false,2.0381187494277059E-2,0,0,0,126.47867560588166,0,0]
[2038,42,{"$f":"IF(LOADPROFILE=0.1,Results_10PoE!C3049,IF(LOADPROFILE=0.5,Results_50PoE!C3049,\"Invalid Load Profile %\"))","v":2081},82.994318181818187,55.32954545454546,27.66477272727273,0,0,27.036679985604309,0,0,0,3620.0371465171911,3620.0371465171911,3.1311002653222231E-2,4.3891360364039338E-3,1.0556716452676626E-4,false,2.0381187494277059E-2,0,0,0,120.6150492354445,0,0]
[2038,43,{"$f":"IF(LOADPROFILE=0.1,Results_10PoE!C3050,IF(LOADPROFILE=0.5,Results_50PoE!C3050,\"Invalid Load Profile %\"))","v":1946},82.994318181818187,55.32954545454546,27.66477272727273,0,0,28.036679985604309,0,0,69.345518780841729,5227.6960853524979,5227.6960853524979,3.1311002653222231E-2,4.3891360364039338E-3,1.0556716452676626E-4,false,2.0381187494277059E-2,0,0,120.07900225740553,174.18020733001825,0,0]
[2038,44,{"$f":"IF(LOADPROFILE=0.1,Results_10PoE!C3051,IF(LOADPROFILE=0.5,Results_50PoE!C3051,\"Invalid Load Profile %\"))","v":1758},82.994318181818187,55.32954545454546,27.66477272727273,0,0,29.036679985604309,0,0,292.54259644386536,6191.720106086982,6191.720106086982,3.1311002653222231E-2,4.3891360364039338E-3,1.0556716452676626E-4,false,2.0381187494277059E-2,0,0,506.56803375844316,206.30026577663088,0,0]
[2038,45,{"$f":"IF(LOADPROFILE=0.1,Results_10PoE!C3052,IF(LOADPROFILE=0.5,Results_50PoE!C3052,\"Invalid Load Profile %\"))","v":1543},82.994318181818187,55.32954545454546,27.66477272727273,0,0,30.036679985604309,0,0,458.73113053877819,5809.1479416104421,5809.1479416104421,3.1311002653222231E-2,4.3891360364039338E-3,1.0556716452676626E-4,false,2.0381187494277059E-2,0,0,794.34082299671741,193.55344617594164,0,0]
[2038,46,{"$f":"IF(LOADPROFILE=0.1,Results_10PoE!C3053,IF(LOADPROFILE=0.5,Results_50PoE!C3053,\"Invalid Load Profile %\"))","v":1348},82.994318181818187,55.32954545454546,27.66477272727273,0,0,31.036679985604309,0,0,712.32981521170541,6556.6312549976765,6556.6312549976765,3.1311002653222231E-2,4.3891360364039338E-3,1.0556716452676626E-4,false,2.0381187494277059E-2,0,0,1233.4734095673803,218.45864272443961,0,0]
[2038,47,{"$f":"IF(LOADPROFILE=0.1,Results_10PoE!C3054,IF(LOADPROFILE=0.5,Results_50PoE!C3054,\"Invalid Load Profile %\"))","v":1135},82.994318181818187,55.32954545454546,27.66477272727273,0,0,32.036679985604309,0,0,841.19865276981443,6164.1774289129053,6164.1774289129053,3.1311002653222231E-2,4.3891360364039338E-3,1.0556716452676626E-4,false,2.0381187494277059E-2,0,0,1456.6232497892775,205.38257868421437,0,0]
[2038,48,{"$f":"IF(LOADPROFILE=0.1,Results_10PoE!C3055,IF(LOADPROFILE=0.5,Results_50PoE!C3055,\"Invalid Load Profile %\"))","v":941},82.994318181818187,55.32954545454546,27.66477272727273,0,0,33.036679985604309,0,0,788.52618473144503,4849.355354160195,4849.355354160195,3.1311002653222231E-2,4.3891360364039338E-3,1.0556716452676626E-4,false,2.0381187494277059E-2,0,0,1365.415374793469,161.57437372291361,0,0]
[2038,49,{"$f":"IF(LOADPROFILE=0.1,Results_10PoE!C3056,IF(LOADPROFILE=0.5,Results_50PoE!C3056,\"Invalid Load Profile %\"))","v":793},82.994318181818187,55.32954545454546,27.66477272727273,0,0,34.036679985604309,0,0,771.00141425313154,4118.441675538993,4118.441675538993,3.1311002653222231E-2,4.3891360364039338E-3,1.0556716452676626E-4,false,2.0381187494277059E-2,0,0,1335.0694059288267,137.22125640239841,0,0]
[2038,50,{"$f":"IF(LOADPROFILE=0.1,Results_10PoE!C3057,IF(LOADPROFILE=0.5,Results_50PoE!C3057,\"Invalid Load Profile %\"))","v":671},82.994318181818187,55.32954545454546,27.66477272727273,0,0,35.036679985604309,0,0,855.44407496443318,4065.6941616074314,4065.6941616074314,3.1311002653222231E-2,4.3891360364039338E-3,1.0556716452676626E-4,false,2.0381187494277059E-2,0,0,1481.2906848873029,135.46377609697569,0,0]
[2038,51,{"$f":"IF(LOADPROFILE=0.1,Results_10PoE!C3058,IF(LOADPROFILE=0.5,Results_50PoE!C3058,\"Invalid Load Profile %\"))","v":554},82.994318181818187,55.32954545454546,27.66477272727273,0,0,36.036679985604309,0,0,647.65676952844433,2787.8234939571103,2787.8234939571103,3.1311002653222231E-2,4.3891360364039338E-3,1.0556716452676626E-4,false,2.0381187494277059E-2,0,0,1121.4852820701049,92.886745183505226,0,0]
[2038,52,{"$f":"IF(LOADPROFILE=0.1,Results_10PoE!C3059,IF(LOADPROFILE=0.5,Results_50PoE!C3059,\"Invalid Load Profile %\"))","v":476},82.994318181818187,55.32954545454546,27.66477272727273,0,0,37.036679985604309,0,0,725.01748908059983,2865.1842135092656,2865.1842135092656,3.1311002653222231E-2,4.3891360364039338E-3,1.0556716452676626E-4,false,2.0381187494277059E-2,0,0,1255.443440882008,95.464306302360001,0,0]
[2038,53,{"$f":"IF(LOADPROFILE=0.1,Results_10PoE!C3060,IF(LOADPROFILE=0.5,Results_50PoE!C3060,\"Invalid Load Profile %\"))","v":398},82.994318181818187,55.32954545454546,27.66477272727273,0,0,38.036679985604309,0,0,802.37820863275533,2942.544933061421,2942.544933061421,3.1311002653222231E-2,4.3891360364039338E-3,1.0556716452676626E-4,false,2.0381187494277059E-2,0,0,1389.4015996939108,98.041867421214747,0,0]
[2038,54,{"$f":"IF(LOADPROFILE=0.1,Results_10PoE!C3061,IF(LOADPROFILE=0.5,Results_50PoE!C3061,\"Invalid Load Profile %\"))","v":320},82.994318181818187,55.32954545454546,27.66477272727273,0,0,39.036679985604309,0,0,733.1157734874256,2516.588043844647,2516.588043844647,3.1311002653222231E-2,4.3891360364039338E-3,1.0556716452676626E-4,false,2.0381187494277059E-2,0,0,1269.4664654215114,83.849523783391263,0,0]
[2038,55,{"$f":"IF(LOADPROFILE=0.1,Results_10PoE!C3062,IF(LOADPROFILE=0.5,Results_50PoE!C3062,\"Invalid Load Profile %\"))","v":255},82.994318181818187,55.32954545454546,27.66477272727273,0,0,40.036679985604309,0,0,785.31253147656719,2541.3467669052161,2541.3467669052161,3.1311002653222231E-2,4.3891360364039338E-3,1.0556716452676626E-4,false,2.0381187494277059E-2,0,0,1359.8505988247932,84.674453053476341,0,0]
[2038,56,{"$f":"IF(LOADPROFILE=0.1,Results_10PoE!C3063,IF(LOADPROFILE=0.5,Results_50PoE!C3063,\"Invalid Load Profile %\"))","v":191},82.994318181818187,55.32954545454546,27.66477272727273,0,0,41.036679985604309,0,0,583.5417456503302,1790.815282507526,1790.815282507526,3.1311002653222231E-2,4.3891360364039338E-3,1.0556716452676626E-4,false,2.0381187494277059E-2,0,0,1010.4634275602983,59.667695310542008,0,0]
[2038,57,{"$f":"IF(LOADPROFILE=0.1,Results_10PoE!C3064,IF(LOADPROFILE=0.5,Results_50PoE!C3064,\"Invalid Load Profile %\"))","v":147},82.994318181818187,55.32954545454546,27.66477272727273,0,0,42.036679985604309,0,0,655.68935890645332,1917.8389656207944,1917.8389656207944,3.1311002653222231E-2,4.3891360364039338E-3,1.0556716452676626E-4,false,2.0381187494277059E-2,0,0,1135.3945488116674,63.899963426219927,0,0]
[2038,58,{"$f":"IF(LOADPROFILE=0.1,Results_10PoE!C3065,IF(LOADPROFILE=0.5,Results_50PoE!C3065,\"Invalid Load Profile %\"))","v":101},82.994318181818187,55.32954545454546,27.66477272727273,0,0,43.036679985604309,0,0,640.32866498113299,1792.7261319811837,1792.7261319811837,3.1311002653222231E-2,4.3891360364039338E-3,1.0556716452676626E-4,false,2.0381187494277059E-2,0,0,1108.7959043287678,59.731362392955369,0,0]
[2038,59,{"$f":"IF(LOADPROFILE=0.1,Results_10PoE!C3066,IF(LOADPROFILE=0.5,Results_50PoE!C3066,\"Invalid Load Profile %\"))","v":59},82.994318181818187,55.32954545454546,27.66477272727273,0,0,44.036679985604309,0,0,373.46766790706192,1004.5424712642325,1004.5424712642325,3.1311002653222231E-2,4.3891360364039338E-3,1.0556716452676626E-4,false,2.0381187494277059E-2,0,0,646.69823985900723,33.470081860126875,0,0]
[2038,60,{"$f":"IF(LOADPROFILE=0.1,Results_10PoE!C3067,IF(LOADPROFILE=0.5,Results_50PoE!C3067,\"Invalid Load Profile %\"))","v":36},82.994318181818187,55.32954545454546,27.66477272727273,0,0,45.036679985604309,0,0,223.98387424964062,580.6783283210849,580.6783283210849,3.1311002653222231E-2,4.3891360364039338E-3,1.0556716452676626E-4,false,2.0381187494277059E-2,0,0,387.85145189620528,19.347465875533015,0,0]
[2038,61,{"$f":"IF(LOADPROFILE=0.1,Results_10PoE!C3068,IF(LOADPROFILE=0.5,Results_50PoE!C3068,\"Invalid Load Profile %\"))","v":23},82.994318181818187,55.32954545454546,27.66477272727273,0,0,46.036679985604309,0,0,182.21332885256399,456.59367813829039,456.59367813829039,3.1311002653222231E-2,4.3891360364039338E-3,1.0556716452676626E-4,false,2.0381187494277059E-2,0,0,315.52139361399162,15.213122611801648,0,0]
[2038,62,{"$f":"IF(LOADPROFILE=0.1,Results_10PoE!C3069,IF(LOADPROFILE=0.5,Results_50PoE!C3069,\"Invalid Load Profile %\"))","v":13},82.994318181818187,55.32954545454546,27.66477272727273,0,0,47.036679985604309,0,0,57.639410946236723,139.95351573195464,139.95351573195464,3.1311002653222231E-2,4.3891360364039338E-3,1.0556716452676626E-4,false,2.0381187494277059E-2,0,0,99.80865496157837,4.6630737496502928,0,0]
[2038,63,{"$f":"IF(LOADPROFILE=0.1,Results_10PoE!C3070,IF(LOADPROFILE=0.5,Results_50PoE!C3070,\"Invalid Load Profile %\"))","v":10},82.994318181818187,55.32954545454546,27.66477272727273,0,0,48.036679985604309,0,0,80.819764315605653,190.57190402989619,190.57190402989619,3.1311002653222231E-2,4.3891360364039338E-3,1.0556716452676626E-4,false,2.0381187494277059E-2,0,0,139.94785578527899,6.3496142876801214,0,0]
[2038,64,{"$f":"IF(LOADPROFILE=0.1,Results_10PoE!C3071,IF(LOADPROFILE=0.5,Results_50PoE!C3071,\"Invalid Load Profile %\"))","v":6},82.994318181818187,55.32954545454546,27.66477272727273,0,0,49.036679985604309,0,0,84.786980702895676,194.53912041718621,194.53912041718621,3.1311002653222231E-2,4.3891360364039338E-3,1.0556716452676626E-4,false,2.0381187494277059E-2,0,0,146.81750495512017,6.4817969091598515,0,0]
[2038,65,{"$f":"IF(LOADPROFILE=0.1,Results_10PoE!C3072,IF(LOADPROFILE=0.5,Results_50PoE!C3072,\"Invalid Load Profile %\"))","v":2},82.994318181818187,55.32954545454546,27.66477272727273,0,0,50.036679985604309,0,0,44.377098545092849,99.253168402238131,99.253168402238131,3.1311002653222231E-2,4.3891360364039338E-3,1.0556716452676626E-4,false,2.0381187494277059E-2,0,0,76.843577062480676,3.3069897653197926,0,0]
[2038,66,{"$f":"IF(LOADPROFILE=0.1,Results_10PoE!C3073,IF(LOADPROFILE=0.5,Results_50PoE!C3073,\"Invalid Load Profile %\"))","v":0},82.994318181818187,55.32954545454546,27.66477272727273,0,0,51.036679985604309,0,0,0,0,0,3.1311002653222231E-2,4.3891360364039338E-3,1.0556716452676626E-4,false,2.0381187494277059E-2,0,0,0,0,0,0]
[2038,67,{"$f":"IF(LOADPROFILE=0.1,Results_10PoE!C3074,IF(LOADPROFILE=0.5,Results_50PoE!C3074,\"Invalid Load Profile %\"))","v":0},82.994318181818187,55.32954545454546,27.66477272727273,0,0,52.036679985604309,0,0,0,0,0,3.1311002653222231E-2,4.3891360364039338E-3,1.0556716452676626E-4,false,2.0381187494277059E-2,0,0,0,0,0,0]
[2038,68,{"$f":"IF(LOADPROFILE=0.1,Results_10PoE!C3075,IF(LOADPROFILE=0.5,Results_50PoE!C3075,\"Invalid Load Profile %\"))","v":0},82.994318181818187,55.32954545454546,27.66477272727273,0,0,53.036679985604309,0,0,0,0,0,3.1311002653222231E-2,4.3891360364039338E-3,1.0556716452676626E-4,false,2.0381187494277059E-2,0,0,0,0,0,0]
[2038,69,{"$f":"IF(LOADPROFILE=0.1,Results_10PoE!C3076,IF(LOADPROFILE=0.5,Results_50PoE!C3076,\"Invalid Load Profile %\"))","v":0},82.994318181818187,55.32954545454546,27.66477272727273,0,0,54.036679985604309,0,0,0,0,0,3.1311002653222231E-2,4.3891360364039338E-3,1.0556716452676626E-4,false,2.0381187494277059E-2,0,0,0,0,0,0]
[2038,70,{"$f":"IF(LOADPROFILE=0.1,Results_10PoE!C3077,IF(LOADPROFILE=0.5,Results_50PoE!C3077,\"Invalid Load Profile %\"))","v":0},82.994318181818187,55.32954545454546,27.66477272727273,0,0,55.036679985604309,0,0,0,0,0,3.1311002653222231E-2,4.3891360364039338E-3,1.0556716452676626E-4,false,2.0381187494277059E-2,0,0,0,0,0,0]
[2038,71,{"$f":"IF(LOADPROFILE=0.1,Results_10PoE!C3078,IF(LOADPROFILE=0.5,Results_50PoE!C3078,\"Invalid Load Profile %\"))","v":0},82.994318181818187,55.32954545454546,27.66477272727273,0,0,56.036679985604309,0,0,0,0,0,3.1311002653222231E-2,4.3891360364039338E-3,1.0556716452676626E-4,false,2.0381187494277059E-2,0,0,0,0,0,0]
[2038,72,{"$f":"IF(LOADPROFILE=0.1,Results_10PoE!C3079,IF(LOADPROFILE=0.5,Results_50PoE!C3079,\"Invalid Load Profile %\"))","v":0},82.994318181818187,55.32954545454546,27.66477272727273,0,0,57.036679985604309,0,0,0,0,0,3.1311002653222231E-2,4.3891360364039338E-3,1.0556716452676626E-4,false,2.0381187494277059E-2,0,0,0,0,0,0]
[2038,73,{"$f":"IF(LOADPROFILE=0.1,Results_10PoE!C3080,IF(LOADPROFILE=0.5,Results_50PoE!C3080,\"Invalid Load Profile %\"))","v":0},82.994318181818187,55.32954545454546,27.66477272727273,0,0,58.036679985604309,0,0,0,0,0,3.1311002653222231E-2,4.3891360364039338E-3,1.0556716452676626E-4,false,2.0381187494277059E-2,0,0,0,0,0,0]
[2038,74,{"$f":"IF(LOADPROFILE=0.1,Results_10PoE!C3081,IF(LOADPROFILE=0.5,Results_50PoE!C3081,\"Invalid Load Profile %\"))","v":0},{"$f":"VLOOKUP($A3110,$Q$4:$AB$26,6,FALSE)","v":82.994318181818187},{"$f":"VLOOKUP($A3110,$Q$4:$AB$26,7,FALSE)","v":55.32954545454546},{"$f":"VLOOKUP($A3110,$Q$4:$AB$26,9,FALSE)","v":27.66477272727273},{"$f":"VLOOKUP($A3110,$Q$4:$AB$26,10,FALSE)","v":0},{"$f":"VLOOKUP($A3110,$Q$4:$AB$26,11,FALSE)","v":0},{"$f":"IF(B3110-VLOOKUP(A3110,$Q$4:$AB$26,12,FALSE)<0,0,B3110-VLOOKUP(A3110,$Q$4:$AB$26,12,FALSE))","v":59.036679985604309},{"$f":"IF(B3110=150,0,IF(IF($I3110>D3110,($I3110-D3110)*($C3110-$C3111),0)<0,0,IF($I3110>D3110,($I3110-D3110)*($C3110-$C3111),0)))*$Y$30","v":0},{"$f":"IF(C3110=150,0,IF(IF($I3110>E3110,($I3110-E3110)*($C3110-$C3111),0)<0,0,IF($I3110>E3110,($I3110-E3110)*($C3110-$C3111),0)))*$Y$30","v":0},{"$f":"IF(D3110=150,0,IF(IF($I3110>F3110,($I3110-F3110)*($C3110-$C3111),0)<0,0,IF($I3110>F3110,($I3110-F3110)*($C3110-$C3111),0)))*$Y$30","v":0},{"$f":"IF(E3110=150,0,IF(IF($I3110>G3110,($I3110-G3110)*($C3110-$C3111),0)<0,0,IF($I3110>G3110,($I3110-G3110)*($C3110-$C3111),0)))*$Y$30","v":0},{"$f":"IF(F3110=150,0,IF(IF($I3110>H3110,($I3110-H3110)*($C3110-$C3111),0)<0,0,IF($I3110>H3110,($I3110-H3110)*($C3110-$C3111),0)))*$Y$30","v":0},{"$f":"VLOOKUP($A3110, $Q$4:$BB$26,33,FALSE)","v":3.1311002653222231E-2},{"$f":"VLOOKUP($A3110, $Q$4:$BB$26,34,FALSE)","v":4.3891360364039338E-3},{"$f":"VLOOKUP($A3110, $Q$4:$BB$26,35,FALSE)","v":1.0556716452676626E-4},{"$f":"VLOOKUP($A3110, $Q$4:$BB$26,36,FALSE)","v":false},{"$f":"VLOOKUP($A3110, $Q$4:$BB$26,37,FALSE)","v":2.0381187494277059E-2},{"$f":"J3110*1000*($S$34/365)","v":0},{"$f":"O3110*K3110*1000*($T$34/365)","v":0},{"$f":"P3110*L3110*1000*($U$34/365)","v":0},{"$f":"Q3110*M3110*1000*($V$34/365)","v":0},{"$f":"R3110*N3110*1000*($W$34/365)","v":0},{"$f":"S3110*K3110*1000*($X$34/365)","v":0}]
[2038,75,{"$f":"IF(LOADPROFILE=0.1,Results_10PoE!C3082,IF(LOADPROFILE=0.5,Results_50PoE!C3082,\"Invalid Load Profile %\"))","v":0},82.994318181818187,55.32954545454546,27.66477272727273,0,0,60.036679985604309,0,0,0,0,0,3.1311002653222231E-2,4.3891360364039338E-3,1.0556716452676626E-4,false,2.0381187494277059E-2,0,0,0,0,0,0]
[2038,76,{"$f":"IF(LOADPROFILE=0.1,Results_10PoE!C3083,IF(LOADPROFILE=0.5,Results_50PoE!C3083,\"Invalid Load Profile %\"))","v":0},82.994318181818187,55.32954545454546,27.66477272727273,0,0,61.036679985604309,0,0,0,0,0,3.1311002653222231E-2,4.3891360364039338E-3,1.0556716452676626E-4,false,2.0381187494277059E-2,0,0,0,0,0,0]
[2038,77,{"$f":"IF(LOADPROFILE=0.1,Results_10PoE!C3084,IF(LOADPROFILE=0.5,Results_50PoE!C3084,\"Invalid Load Profile %\"))","v":0},82.994318181818187,55.32954545454546,27.66477272727273,0,0,62.036679985604309,0,0,0,0,0,3.1311002653222231E-2,4.3891360364039338E-3,1.0556716452676626E-4,false,2.0381187494277059E-2,0,0,0,0,0,0]
[2038,78,{"$f":"IF(LOADPROFILE=0.1,Results_10PoE!C3085,IF(LOADPROFILE=0.5,Results_50PoE!C3085,\"Invalid Load Profile %\"))","v":0},82.994318181818187,55.32954545454546,27.66477272727273,0,0,63.036679985604309,0,0,0,0,0,3.1311002653222231E-2,4.3891360364039338E-3,1.0556716452676626E-4,false,2.0381187494277059E-2,0,0,0,0,0,0]
[2038,79,{"$f":"IF(LOADPROFILE=0.1,Results_10PoE!C3086,IF(LOADPROFILE=0.5,Results_50PoE!C3086,\"Invalid Load Profile %\"))","v":0},82.994318181818187,55.32954545454546,27.66477272727273,0,0,64.036679985604309,0,0,0,0,0,3.1311002653222231E-2,4.3891360364039338E-3,1.0556716452676626E-4,false,2.0381187494277059E-2,0,0,0,0,0,0]
[2038,80,{"$f":"IF(LOADPROFILE=0.1,Results_10PoE!C3087,IF(LOADPROFILE=0.5,Results_50PoE!C3087,\"Invalid Load Profile %\"))","v":0},82.994318181818187,55.32954545454546,27.66477272727273,0,0,65.036679985604309,0,0,0,0,0,3.1311002653222231E-2,4.3891360364039338E-3,1.0556716452676626E-4,false,2.0381187494277059E-2,0,0,0,0,0,0]
[2038,81,{"$f":"IF(LOADPROFILE=0.1,Results_10PoE!C3088,IF(LOADPROFILE=0.5,Results_50PoE!C3088,\"Invalid Load Profile %\"))","v":0},82.994318181818187,55.32954545454546,27.66477272727273,0,0,66.036679985604309,0,0,0,0,0,3.1311002653222231E-2,4.3891360364039338E-3,1.0556716452676626E-4,false,2.0381187494277059E-2,0,0,0,0,0,0]
[2038,82,{"$f":"IF(LOADPROFILE=0.1,Results_10PoE!C3089,IF(LOADPROFILE=0.5,Results_50PoE!C3089,\"Invalid Load Profile %\"))","v":0},82.994318181818187,55.32954545454546,27.66477272727273,0,0,67.036679985604309,0,0,0,0,0,3.1311002653222231E-2,4.3891360364039338E-3,1.0556716452676626E-4,false,2.0381187494277059E-2,0,0,0,0,0,0]
[2038,83,{"$f":"IF(LOADPROFILE=0.1,Results_10PoE!C3090,IF(LOADPROFILE=0.5,Results_50PoE!C3090,\"Invalid Load Profile %\"))","v":0},82.994318181818187,55.32954545454546,27.66477272727273,0,0,68.036679985604309,0,0,0,0,0,3.1311002653222231E-2,4.3891360364039338E-3,1.0556716452676626E-4,false,2.0381187494277059E-2,0,0,0,0,0,0]
[2038,84,{"$f":"IF(LOADPROFILE=0.1,Results_10PoE!C3091,IF(LOADPROFILE=0.5,Results_50PoE!C3091,\"Invalid Load Profile %\"))","v":0},82.994318181818187,55.32954545454546,27.66477272727273,0,0,69.036679985604309,0,0,0,0,0,3.1311002653222231E-2,4.3891360364039338E-3,1.0556716452676626E-4,false,2.0381187494277059E-2,0,0,0,0,0,0]
[2038,85,{"$f":"IF(LOADPROFILE=0.1,Results_10PoE!C3092,IF(LOADPROFILE=0.5,Results_50PoE!C3092,\"Invalid Load Profile %\"))","v":0},82.994318181818187,55.32954545454546,27.66477272727273,0,0,70.036679985604309,0,0,0,0,0,3.1311002653222231E-2,4.3891360364039338E-3,1.0556716452676626E-4,false,2.0381187494277059E-2,0,0,0,0,0,0]
[2038,86,{"$f":"IF(LOADPROFILE=0.1,Results_10PoE!C3093,IF(LOADPROFILE=0.5,Results_50PoE!C3093,\"Invalid Load Profile %\"))","v":0},82.994318181818187,55.32954545454546,27.66477272727273,0,0,71.036679985604309,0,0,0,0,0,3.1311002653222231E-2,4.3891360364039338E-3,1.0556716452676626E-4,false,2.0381187494277059E-2,0,0,0,0,0,0]
[2038,87,{"$f":"IF(LOADPROFILE=0.1,Results_10PoE!C3094,IF(LOADPROFILE=0.5,Results_50PoE!C3094,\"Invalid Load Profile %\"))","v":0},82.994318181818187,55.32954545454546,27.66477272727273,0,0,72.036679985604309,0,0,0,0,0,3.1311002653222231E-2,4.3891360364039338E-3,1.0556716452676626E-4,false,2.0381187494277059E-2,0,0,0,0,0,0]
[2038,88,{"$f":"IF(LOADPROFILE=0.1,Results_10PoE!C3095,IF(LOADPROFILE=0.5,Results_50PoE!C3095,\"Invalid Load Profile %\"))","v":0},82.994318181818187,55.32954545454546,27.66477272727273,0,0,73.036679985604309,0,0,0,0,0,3.1311002653222231E-2,4.3891360364039338E-3,1.0556716452676626E-4,false,2.0381187494277059E-2,0,0,0,0,0,0]
[2038,89,{"$f":"IF(LOADPROFILE=0.1,Results_10PoE!C3096,IF(LOADPROFILE=0.5,Results_50PoE!C3096,\"Invalid Load Profile %\"))","v":0},82.994318181818187,55.32954545454546,27.66477272727273,0,0,74.036679985604309,0,0,0,0,0,3.1311002653222231E-2,4.3891360364039338E-3,1.0556716452676626E-4,false,2.0381187494277059E-2,0,0,0,0,0,0]
[2038,90,{"$f":"IF(LOADPROFILE=0.1,Results_10PoE!C3097,IF(LOADPROFILE=0.5,Results_50PoE!C3097,\"Invalid Load Profile %\"))","v":0},82.994318181818187,55.32954545454546,27.66477272727273,0,0,75.036679985604309,0,0,0,0,0,3.1311002653222231E-2,4.3891360364039338E-3,1.0556716452676626E-4,false,2.0381187494277059E-2,0,0,0,0,0,0]
[2038,91,{"$f":"IF(LOADPROFILE=0.1,Results_10PoE!C3098,IF(LOADPROFILE=0.5,Results_50PoE!C3098,\"Invalid Load Profile %\"))","v":0},82.994318181818187,55.32954545454546,27.66477272727273,0,0,76.036679985604309,0,0,0,0,0,3.1311002653222231E-2,4.3891360364039338E-3,1.0556716452676626E-4,false,2.0381187494277059E-2,0,0,0,0,0,0]
[2038,92,{"$f":"IF(LOADPROFILE=0.1,Results_10PoE!C3099,IF(LOADPROFILE=0.5,Results_50PoE!C3099,\"Invalid Load Profile %\"))","v":0},82.994318181818187,55.32954545454546,27.66477272727273,0,0,77.036679985604309,0,0,0,0,0,3.1311002653222231E-2,4.3891360364039338E-3,1.0556716452676626E-4,false,2.0381187494277059E-2,0,0,0,0,0,0]
[2038,93,{"$f":"IF(LOADPROFILE=0.1,Results_10PoE!C3100,IF(LOADPROFILE=0.5,Results_50PoE!C3100,\"Invalid Load Profile %\"))","v":0},82.994318181818187,55.32954545454546,27.66477272727273,0,0,78.036679985604309,0,0,0,0,0,3.1311002653222231E-2,4.3891360364039338E-3,1.0556716452676626E-4,false,2.0381187494277059E-2,0,0,0,0,0,0]
[2038,94,{"$f":"IF(LOADPROFILE=0.1,Results_10PoE!C3101,IF(LOADPROFILE=0.5,Results_50PoE!C3101,\"Invalid Load Profile %\"))","v":0},82.994318181818187,55.32954545454546,27.66477272727273,0,0,79.036679985604309,0,0,0,0,0,3.1311002653222231E-2,4.3891360364039338E-3,1.0556716452676626E-4,false,2.0381187494277059E-2,0,0,0,0,0,0]
[2038,95,{"$f":"IF(LOADPROFILE=0.1,Results_10PoE!C3102,IF(LOADPROFILE=0.5,Results_50PoE!C3102,\"Invalid Load Profile %\"))","v":0},82.994318181818187,55.32954545454546,27.66477272727273,0,0,80.036679985604309,0,0,0,0,0,3.1311002653222231E-2,4.3891360364039338E-3,1.0556716452676626E-4,false,2.0381187494277059E-2,0,0,0,0,0,0]
[2038,96,{"$f":"IF(LOADPROFILE=0.1,Results_10PoE!C3103,IF(LOADPROFILE=0.5,Results_50PoE!C3103,\"Invalid Load Profile %\"))","v":0},82.994318181818187,55.32954545454546,27.66477272727273,0,0,81.036679985604309,0,0,0,0,0,3.1311002653222231E-2,4.3891360364039338E-3,1.0556716452676626E-4,false,2.0381187494277059E-2,0,0,0,0,0,0]
[2038,97,{"$f":"IF(LOADPROFILE=0.1,Results_10PoE!C3104,IF(LOADPROFILE=0.5,Results_50PoE!C3104,\"Invalid Load Profile %\"))","v":0},82.994318181818187,55.32954545454546,27.66477272727273,0,0,82.036679985604309,0,0,0,0,0,3.1311002653222231E-2,4.3891360364039338E-3,1.0556716452676626E-4,false,2.0381187494277059E-2,0,0,0,0,0,0]
[2038,98,{"$f":"IF(LOADPROFILE=0.1,Results_10PoE!C3105,IF(LOADPROFILE=0.5,Results_50PoE!C3105,\"Invalid Load Profile %\"))","v":0},82.994318181818187,55.32954545454546,27.66477272727273,0,0,83.036679985604309,0,0,0,0,0,3.1311002653222231E-2,4.3891360364039338E-3,1.0556716452676626E-4,false,2.0381187494277059E-2,0,0,0,0,0,0]
[2038,99,{"$f":"IF(LOADPROFILE=0.1,Results_10PoE!C3106,IF(LOADPROFILE=0.5,Results_50PoE!C3106,\"Invalid Load Profile %\"))","v":0},82.994318181818187,55.32954545454546,27.66477272727273,0,0,84.036679985604309,0,0,0,0,0,3.1311002653222231E-2,4.3891360364039338E-3,1.0556716452676626E-4,false,2.0381187494277059E-2,0,0,0,0,0,0]
[2038,100,{"$f":"IF(LOADPROFILE=0.1,Results_10PoE!C3107,IF(LOADPROFILE=0.5,Results_50PoE!C3107,\"Invalid Load Profile %\"))","v":0},82.994318181818187,55.32954545454546,27.66477272727273,0,0,85.036679985604309,0,0,0,0,0,3.1311002653222231E-2,4.3891360364039338E-3,1.0556716452676626E-4,false,2.0381187494277059E-2,0,0,0,0,0,0]
[2038,101,{"$f":"IF(LOADPROFILE=0.1,Results_10PoE!C3108,IF(LOADPROFILE=0.5,Results_50PoE!C3108,\"Invalid Load Profile %\"))","v":0},82.994318181818187,55.32954545454546,27.66477272727273,0,0,86.036679985604309,0,0,0,0,0,3.1311002653222231E-2,4.3891360364039338E-3,1.0556716452676626E-4,false,2.0381187494277059E-2,0,0,0,0,0,0]
[2038,102,{"$f":"IF(LOADPROFILE=0.1,Results_10PoE!C3109,IF(LOADPROFILE=0.5,Results_50PoE!C3109,\"Invalid Load Profile %\"))","v":0},82.994318181818187,55.32954545454546,27.66477272727273,0,0,87.036679985604309,0,0,0,0,0,3.1311002653222231E-2,4.3891360364039338E-3,1.0556716452676626E-4,false,2.0381187494277059E-2,0,0,0,0,0,0]
[2038,103,{"$f":"IF(LOADPROFILE=0.1,Results_10PoE!C3110,IF(LOADPROFILE=0.5,Results_50PoE!C3110,\"Invalid Load Profile %\"))","v":0},82.994318181818187,55.32954545454546,27.66477272727273,0,0,88.036679985604309,0,0,0,0,0,3.1311002653222231E-2,4.3891360364039338E-3,1.0556716452676626E-4,false,2.0381187494277059E-2,0,0,0,0,0,0]
[2038,104,{"$f":"IF(LOADPROFILE=0.1,Results_10PoE!C3111,IF(LOADPROFILE=0.5,Results_50PoE!C3111,\"Invalid Load Profile %\"))","v":0},82.994318181818187,55.32954545454546,27.66477272727273,0,0,89.036679985604309,0,0,0,0,0,3.1311002653222231E-2,4.3891360364039338E-3,1.0556716452676626E-4,false,2.0381187494277059E-2,0,0,0,0,0,0]
[2038,105,{"$f":"IF(LOADPROFILE=0.1,Results_10PoE!C3112,IF(LOADPROFILE=0.5,Results_50PoE!C3112,\"Invalid Load Profile %\"))","v":0},82.994318181818187,55.32954545454546,27.66477272727273,0,0,90.036679985604309,0,0,0,0,0,3.1311002653222231E-2,4.3891360364039338E-3,1.0556716452676626E-4,false,2.0381187494277059E-2,0,0,0,0,0,0]
[2038,106,{"$f":"IF(LOADPROFILE=0.1,Results_10PoE!C3113,IF(LOADPROFILE=0.5,Results_50PoE!C3113,\"Invalid Load Profile %\"))","v":0},82.994318181818187,55.32954545454546,27.66477272727273,0,0,91.036679985604309,0,0,0,0,0,3.1311002653222231E-2,4.3891360364039338E-3,1.0556716452676626E-4,false,2.0381187494277059E-2,0,0,0,0,0,0]
[2038,107,{"$f":"IF(LOADPROFILE=0.1,Results_10PoE!C3114,IF(LOADPROFILE=0.5,Results_50PoE!C3114,\"Invalid Load Profile %\"))","v":0},82.994318181818187,55.32954545454546,27.66477272727273,0,0,92.036679985604309,0,0,0,0,0,3.1311002653222231E-2,4.3891360364039338E-3,1.0556716452676626E-4,false,2.0381187494277059E-2,0,0,0,0,0,0]
[2038,108,{"$f":"IF(LOADPROFILE=0.1,Results_10PoE!C3115,IF(LOADPROFILE=0.5,Results_50PoE!C3115,\"Invalid Load Profile %\"))","v":0},82.994318181818187,55.32954545454546,27.66477272727273,0,0,93.036679985604309,0,0,0,0,0,3.1311002653222231E-2,4.3891360364039338E-3,1.0556716452676626E-4,false,2.0381187494277059E-2,0,0,0,0,0,0]
[2038,109,{"$f":"IF(LOADPROFILE=0.1,Results_10PoE!C3116,IF(LOADPROFILE=0.5,Results_50PoE!C3116,\"Invalid Load Profile %\"))","v":0},82.994318181818187,55.32954545454546,27.66477272727273,0,0,94.036679985604309,0,0,0,0,0,3.1311002653222231E-2,4.3891360364039338E-3,1.0556716452676626E-4,false,2.0381187494277059E-2,0,0,0,0,0,0]
[2038,110,{"$f":"IF(LOADPROFILE=0.1,Results_10PoE!C3117,IF(LOADPROFILE=0.5,Results_50PoE!C3117,\"Invalid Load Profile %\"))","v":0},82.994318181818187,55.32954545454546,27.66477272727273,0,0,95.036679985604309,0,0,0,0,0,3.1311002653222231E-2,4.3891360364039338E-3,1.0556716452676626E-4,false,2.0381187494277059E-2,0,0,0,0,0,0]
[2038,111,{"$f":"IF(LOADPROFILE=0.1,Results_10PoE!C3118,IF(LOADPROFILE=0.5,Results_50PoE!C3118,\"Invalid Load Profile %\"))","v":0},82.994318181818187,55.32954545454546,27.66477272727273,0,0,96.036679985604309,0,0,0,0,0,3.1311002653222231E-2,4.3891360364039338E-3,1.0556716452676626E-4,false,2.0381187494277059E-2,0,0,0,0,0,0]
[2038,112,{"$f":"IF(LOADPROFILE=0.1,Results_10PoE!C3119,IF(LOADPROFILE=0.5,Results_50PoE!C3119,\"Invalid Load Profile %\"))","v":0},82.994318181818187,55.32954545454546,27.66477272727273,0,0,97.036679985604309,0,0,0,0,0,3.1311002653222231E-2,4.3891360364039338E-3,1.0556716452676626E-4,false,2.0381187494277059E-2,0,0,0,0,0,0]
[2038,113,{"$f":"IF(LOADPROFILE=0.1,Results_10PoE!C3120,IF(LOADPROFILE=0.5,Results_50PoE!C3120,\"Invalid Load Profile %\"))","v":0},82.994318181818187,55.32954545454546,27.66477272727273,0,0,98.036679985604309,0,0,0,0,0,3.1311002653222231E-2,4.3891360364039338E-3,1.0556716452676626E-4,false,2.0381187494277059E-2,0,0,0,0,0,0]
[2038,114,{"$f":"IF(LOADPROFILE=0.1,Results_10PoE!C3121,IF(LOADPROFILE=0.5,Results_50PoE!C3121,\"Invalid Load Profile %\"))","v":0},82.994318181818187,55.32954545454546,27.66477272727273,0,0,99.036679985604309,0,0,0,0,0,3.1311002653222231E-2,4.3891360364039338E-3,1.0556716452676626E-4,false,2.0381187494277059E-2,0,0,0,0,0,0]
[2038,115,{"$f":"IF(LOADPROFILE=0.1,Results_10PoE!C3122,IF(LOADPROFILE=0.5,Results_50PoE!C3122,\"Invalid Load Profile %\"))","v":0},82.994318181818187,55.32954545454546,27.66477272727273,0,0,100.03667998560431,0,0,0,0,0,3.1311002653222231E-2,4.3891360364039338E-3,1.0556716452676626E-4,false,2.0381187494277059E-2,0,0,0,0,0,0]
[2038,116,{"$f":"IF(LOADPROFILE=0.1,Results_10PoE!C3123,IF(LOADPROFILE=0.5,Results_50PoE!C3123,\"Invalid Load Profile %\"))","v":0},82.994318181818187,55.32954545454546,27.66477272727273,0,0,101.03667998560431,0,0,0,0,0,3.1311002653222231E-2,4.3891360364039338E-3,1.0556716452676626E-4,false,2.0381187494277059E-2,0,0,0,0,0,0]
[2038,117,{"$f":"IF(LOADPROFILE=0.1,Results_10PoE!C3124,IF(LOADPROFILE=0.5,Results_50PoE!C3124,\"Invalid Load Profile %\"))","v":0},82.994318181818187,55.32954545454546,27.66477272727273,0,0,102.03667998560431,0,0,0,0,0,3.1311002653222231E-2,4.3891360364039338E-3,1.0556716452676626E-4,false,2.0381187494277059E-2,0,0,0,0,0,0]
[2038,118,{"$f":"IF(LOADPROFILE=0.1,Results_10PoE!C3125,IF(LOADPROFILE=0.5,Results_50PoE!C3125,\"Invalid Load Profile %\"))","v":0},82.994318181818187,55.32954545454546,27.66477272727273,0,0,103.03667998560431,0,0,0,0,0,3.1311002653222231E-2,4.3891360364039338E-3,1.0556716452676626E-4,false,2.0381187494277059E-2,0,0,0,0,0,0]
[2038,119,{"$f":"IF(LOADPROFILE=0.1,Results_10PoE!C3126,IF(LOADPROFILE=0.5,Results_50PoE!C3126,\"Invalid Load Profile %\"))","v":0},82.994318181818187,55.32954545454546,27.66477272727273,0,0,104.03667998560431,0,0,0,0,0,3.1311002653222231E-2,4.3891360364039338E-3,1.0556716452676626E-4,false,2.0381187494277059E-2,0,0,0,0,0,0]
[2038,120,{"$f":"IF(LOADPROFILE=0.1,Results_10PoE!C3127,IF(LOADPROFILE=0.5,Results_50PoE!C3127,\"Invalid Load Profile %\"))","v":0},82.994318181818187,55.32954545454546,27.66477272727273,0,0,105.03667998560431,0,0,0,0,0,3.1311002653222231E-2,4.3891360364039338E-3,1.0556716452676626E-4,false,2.0381187494277059E-2,0,0,0,0,0,0]
[2038,121,{"$f":"IF(LOADPROFILE=0.1,Results_10PoE!C3128,IF(LOADPROFILE=0.5,Results_50PoE!C3128,\"Invalid Load Profile %\"))","v":0},82.994318181818187,55.32954545454546,27.66477272727273,0,0,106.03667998560431,0,0,0,0,0,3.1311002653222231E-2,4.3891360364039338E-3,1.0556716452676626E-4,false,2.0381187494277059E-2,0,0,0,0,0,0]
[2038,122,{"$f":"IF(LOADPROFILE=0.1,Results_10PoE!C3129,IF(LOADPROFILE=0.5,Results_50PoE!C3129,\"Invalid Load Profile %\"))","v":0},82.994318181818187,55.32954545454546,27.66477272727273,0,0,107.03667998560431,0,0,0,0,0,3.1311002653222231E-2,4.3891360364039338E-3,1.0556716452676626E-4,false,2.0381187494277059E-2,0,0,0,0,0,0]
[2038,123,{"$f":"IF(LOADPROFILE=0.1,Results_10PoE!C3130,IF(LOADPROFILE=0.5,Results_50PoE!C3130,\"Invalid Load Profile %\"))","v":0},82.994318181818187,55.32954545454546,27.66477272727273,0,0,108.03667998560431,0,0,0,0,0,3.1311002653222231E-2,4.3891360364039338E-3,1.0556716452676626E-4,false,2.0381187494277059E-2,0,0,0,0,0,0]
[2038,124,{"$f":"IF(LOADPROFILE=0.1,Results_10PoE!C3131,IF(LOADPROFILE=0.5,Results_50PoE!C3131,\"Invalid Load Profile %\"))","v":0},82.994318181818187,55.32954545454546,27.66477272727273,0,0,109.03667998560431,0,0,0,0,0,3.1311002653222231E-2,4.3891360364039338E-3,1.0556716452676626E-4,false,2.0381187494277059E-2,0,0,0,0,0,0]
[2038,125,{"$f":"IF(LOADPROFILE=0.1,Results_10PoE!C3132,IF(LOADPROFILE=0.5,Results_50PoE!C3132,\"Invalid Load Profile %\"))","v":0},82.994318181818187,55.32954545454546,27.66477272727273,0,0,110.03667998560431,0,0,0,0,0,3.1311002653222231E-2,4.3891360364039338E-3,1.0556716452676626E-4,false,2.0381187494277059E-2,0,0,0,0,0,0]
[2038,126,{"$f":"IF(LOADPROFILE=0.1,Results_10PoE!C3133,IF(LOADPROFILE=0.5,Results_50PoE!C3133,\"Invalid Load Profile %\"))","v":0},82.994318181818187,55.32954545454546,27.66477272727273,0,0,111.03667998560431,0,0,0,0,0,3.1311002653222231E-2,4.3891360364039338E-3,1.0556716452676626E-4,false,2.0381187494277059E-2,0,0,0,0,0,0]
[2038,127,{"$f":"IF(LOADPROFILE=0.1,Results_10PoE!C3134,IF(LOADPROFILE=0.5,Results_50PoE!C3134,\"Invalid Load Profile %\"))","v":0},82.994318181818187,55.32954545454546,27.66477272727273,0,0,112.03667998560431,0,0,0,0,0,3.1311002653222231E-2,4.3891360364039338E-3,1.0556716452676626E-4,false,2.0381187494277059E-2,0,0,0,0,0,0]
[2038,128,{"$f":"IF(LOADPROFILE=0.1,Results_10PoE!C3135,IF(LOADPROFILE=0.5,Results_50PoE!C3135,\"Invalid Load Profile %\"))","v":0},82.994318181818187,55.32954545454546,27.66477272727273,0,0,113.03667998560431,0,0,0,0,0,3.1311002653222231E-2,4.3891360364039338E-3,1.0556716452676626E-4,false,2.0381187494277059E-2,0,0,0,0,0,0]
[2038,129,{"$f":"IF(LOADPROFILE=0.1,Results_10PoE!C3136,IF(LOADPROFILE=0.5,Results_50PoE!C3136,\"Invalid Load Profile %\"))","v":0},82.994318181818187,55.32954545454546,27.66477272727273,0,0,114.03667998560431,0,0,0,0,0,3.1311002653222231E-2,4.3891360364039338E-3,1.0556716452676626E-4,false,2.0381187494277059E-2,0,0,0,0,0,0]
[2038,130,{"$f":"IF(LOADPROFILE=0.1,Results_10PoE!C3137,IF(LOADPROFILE=0.5,Results_50PoE!C3137,\"Invalid Load Profile %\"))","v":0},82.994318181818187,55.32954545454546,27.66477272727273,0,0,115.03667998560431,0,0,0,0,0,3.1311002653222231E-2,4.3891360364039338E-3,1.0556716452676626E-4,false,2.0381187494277059E-2,0,0,0,0,0,0]
[2038,131,{"$f":"IF(LOADPROFILE=0.1,Results_10PoE!C3138,IF(LOADPROFILE=0.5,Results_50PoE!C3138,\"Invalid Load Profile %\"))","v":0},82.994318181818187,55.32954545454546,27.66477272727273,0,0,116.03667998560431,0,0,0,0,0,3.1311002653222231E-2,4.3891360364039338E-3,1.0556716452676626E-4,false,2.0381187494277059E-2,0,0,0,0,0,0]
[2038,132,{"$f":"IF(LOADPROFILE=0.1,Results_10PoE!C3139,IF(LOADPROFILE=0.5,Results_50PoE!C3139,\"Invalid Load Profile %\"))","v":0},82.994318181818187,55.32954545454546,27.66477272727273,0,0,117.03667998560431,0,0,0,0,0,3.1311002653222231E-2,4.3891360364039338E-3,1.0556716452676626E-4,false,2.0381187494277059E-2,0,0,0,0,0,0]
[2038,133,{"$f":"IF(LOADPROFILE=0.1,Results_10PoE!C3140,IF(LOADPROFILE=0.5,Results_50PoE!C3140,\"Invalid Load Profile %\"))","v":0},82.994318181818187,55.32954545454546,27.66477272727273,0,0,118.03667998560431,0,0,0,0,0,3.1311002653222231E-2,4.3891360364039338E-3,1.0556716452676626E-4,false,2.0381187494277059E-2,0,0,0,0,0,0]
[2038,134,{"$f":"IF(LOADPROFILE=0.1,Results_10PoE!C3141,IF(LOADPROFILE=0.5,Results_50PoE!C3141,\"Invalid Load Profile %\"))","v":0},82.994318181818187,55.32954545454546,27.66477272727273,0,0,119.03667998560431,0,0,0,0,0,3.1311002653222231E-2,4.3891360364039338E-3,1.0556716452676626E-4,false,2.0381187494277059E-2,0,0,0,0,0,0]
[2038,135,{"$f":"IF(LOADPROFILE=0.1,Results_10PoE!C3142,IF(LOADPROFILE=0.5,Results_50PoE!C3142,\"Invalid Load Profile %\"))","v":0},82.994318181818187,55.32954545454546,27.66477272727273,0,0,120.03667998560431,0,0,0,0,0,3.1311002653222231E-2,4.3891360364039338E-3,1.0556716452676626E-4,false,2.0381187494277059E-2,0,0,0,0,0,0]
[2038,136,{"$f":"IF(LOADPROFILE=0.1,Results_10PoE!C3143,IF(LOADPROFILE=0.5,Results_50PoE!C3143,\"Invalid Load Profile %\"))","v":0},82.994318181818187,55.32954545454546,27.66477272727273,0,0,121.03667998560431,0,0,0,0,0,3.1311002653222231E-2,4.3891360364039338E-3,1.0556716452676626E-4,false,2.0381187494277059E-2,0,0,0,0,0,0]
[2038,137,{"$f":"IF(LOADPROFILE=0.1,Results_10PoE!C3144,IF(LOADPROFILE=0.5,Results_50PoE!C3144,\"Invalid Load Profile %\"))","v":0},82.994318181818187,55.32954545454546,27.66477272727273,0,0,122.03667998560431,0,0,0,0,0,3.1311002653222231E-2,4.3891360364039338E-3,1.0556716452676626E-4,false,2.0381187494277059E-2,0,0,0,0,0,0]
[2038,138,{"$f":"IF(LOADPROFILE=0.1,Results_10PoE!C3145,IF(LOADPROFILE=0.5,Results_50PoE!C3145,\"Invalid Load Profile %\"))","v":0},{"$f":"VLOOKUP($A3174,$Q$4:$AB$26,6,FALSE)","v":82.994318181818187},{"$f":"VLOOKUP($A3174,$Q$4:$AB$26,7,FALSE)","v":55.32954545454546},{"$f":"VLOOKUP($A3174,$Q$4:$AB$26,9,FALSE)","v":27.66477272727273},{"$f":"VLOOKUP($A3174,$Q$4:$AB$26,10,FALSE)","v":0},{"$f":"VLOOKUP($A3174,$Q$4:$AB$26,11,FALSE)","v":0},{"$f":"IF(B3174-VLOOKUP(A3174,$Q$4:$AB$26,12,FALSE)<0,0,B3174-VLOOKUP(A3174,$Q$4:$AB$26,12,FALSE))","v":123.03667998560431},{"$f":"IF(B3174=150,0,IF(IF($I3174>D3174,($I3174-D3174)*($C3174-$C3175),0)<0,0,IF($I3174>D3174,($I3174-D3174)*($C3174-$C3175),0)))*$Y$30","v":0},{"$f":"IF(C3174=150,0,IF(IF($I3174>E3174,($I3174-E3174)*($C3174-$C3175),0)<0,0,IF($I3174>E3174,($I3174-E3174)*($C3174-$C3175),0)))*$Y$30","v":0},{"$f":"IF(D3174=150,0,IF(IF($I3174>F3174,($I3174-F3174)*($C3174-$C3175),0)<0,0,IF($I3174>F3174,($I3174-F3174)*($C3174-$C3175),0)))*$Y$30","v":0},{"$f":"IF(E3174=150,0,IF(IF($I3174>G3174,($I3174-G3174)*($C3174-$C3175),0)<0,0,IF($I3174>G3174,($I3174-G3174)*($C3174-$C3175),0)))*$Y$30","v":0},{"$f":"IF(F3174=150,0,IF(IF($I3174>H3174,($I3174-H3174)*($C3174-$C3175),0)<0,0,IF($I3174>H3174,($I3174-H3174)*($C3174-$C3175),0)))*$Y$30","v":0},{"$f":"VLOOKUP($A3174, $Q$4:$BB$26,33,FALSE)","v":3.1311002653222231E-2},{"$f":"VLOOKUP($A3174, $Q$4:$BB$26,34,FALSE)","v":4.3891360364039338E-3},{"$f":"VLOOKUP($A3174, $Q$4:$BB$26,35,FALSE)","v":1.0556716452676626E-4},{"$f":"VLOOKUP($A3174, $Q$4:$BB$26,36,FALSE)","v":false},{"$f":"VLOOKUP($A3174, $Q$4:$BB$26,37,FALSE)","v":2.0381187494277059E-2},{"$f":"J3174*1000*($S$34/365)","v":0},{"$f":"O3174*K3174*1000*($T$34/365)","v":0},{"$f":"P3174*L3174*1000*($U$34/365)","v":0},{"$f":"Q3174*M3174*1000*($V$34/365)","v":0},{"$f":"R3174*N3174*1000*($W$34/365)","v":0},{"$f":"S3174*K3174*1000*($X$34/365)","v":0}]
[2038,139,{"$f":"IF(LOADPROFILE=0.1,Results_10PoE!C3146,IF(LOADPROFILE=0.5,Results_50PoE!C3146,\"Invalid Load Profile %\"))","v":0},82.994318181818187,55.32954545454546,27.66477272727273,0,0,124.03667998560431,0,0,0,0,0,3.1311002653222231E-2,4.3891360364039338E-3,1.0556716452676626E-4,false,2.0381187494277059E-2,0,0,0,0,0,0]
[2038,140,{"$f":"IF(LOADPROFILE=0.1,Results_10PoE!C3147,IF(LOADPROFILE=0.5,Results_50PoE!C3147,\"Invalid Load Profile %\"))","v":0},82.994318181818187,55.32954545454546,27.66477272727273,0,0,125.03667998560431,0,0,0,0,0,3.1311002653222231E-2,4.3891360364039338E-3,1.0556716452676626E-4,false,2.0381187494277059E-2,0,0,0,0,0,0]
[2038,141,{"$f":"IF(LOADPROFILE=0.1,Results_10PoE!C3148,IF(LOADPROFILE=0.5,Results_50PoE!C3148,\"Invalid Load Profile %\"))","v":0},82.994318181818187,55.32954545454546,27.66477272727273,0,0,126.03667998560431,0,0,0,0,0,3.1311002653222231E-2,4.3891360364039338E-3,1.0556716452676626E-4,false,2.0381187494277059E-2,0,0,0,0,0,0]
[2038,142,{"$f":"IF(LOADPROFILE=0.1,Results_10PoE!C3149,IF(LOADPROFILE=0.5,Results_50PoE!C3149,\"Invalid Load Profile %\"))","v":0},82.994318181818187,55.32954545454546,27.66477272727273,0,0,127.03667998560431,0,0,0,0,0,3.1311002653222231E-2,4.3891360364039338E-3,1.0556716452676626E-4,false,2.0381187494277059E-2,0,0,0,0,0,0]
[2038,143,{"$f":"IF(LOADPROFILE=0.1,Results_10PoE!C3150,IF(LOADPROFILE=0.5,Results_50PoE!C3150,\"Invalid Load Profile %\"))","v":0},82.994318181818187,55.32954545454546,27.66477272727273,0,0,128.03667998560431,0,0,0,0,0,3.1311002653222231E-2,4.3891360364039338E-3,1.0556716452676626E-4,false,2.0381187494277059E-2,0,0,0,0,0,0]
[2038,144,{"$f":"IF(LOADPROFILE=0.1,Results_10PoE!C3151,IF(LOADPROFILE=0.5,Results_50PoE!C3151,\"Invalid Load Profile %\"))","v":0},82.994318181818187,55.32954545454546,27.66477272727273,0,0,129.03667998560431,0,0,0,0,0,3.1311002653222231E-2,4.3891360364039338E-3,1.0556716452676626E-4,false,2.0381187494277059E-2,0,0,0,0,0,0]
[2038,145,{"$f":"IF(LOADPROFILE=0.1,Results_10PoE!C3152,IF(LOADPROFILE=0.5,Results_50PoE!C3152,\"Invalid Load Profile %\"))","v":0},82.994318181818187,55.32954545454546,27.66477272727273,0,0,130.03667998560431,0,0,0,0,0,3.1311002653222231E-2,4.3891360364039338E-3,1.0556716452676626E-4,false,2.0381187494277059E-2,0,0,0,0,0,0]
[2038,146,{"$f":"IF(LOADPROFILE=0.1,Results_10PoE!C3153,IF(LOADPROFILE=0.5,Results_50PoE!C3153,\"Invalid Load Profile %\"))","v":0},82.994318181818187,55.32954545454546,27.66477272727273,0,0,131.03667998560431,0,0,0,0,0,3.1311002653222231E-2,4.3891360364039338E-3,1.0556716452676626E-4,false,2.0381187494277059E-2,0,0,0,0,0,0]
[2038,147,{"$f":"IF(LOADPROFILE=0.1,Results_10PoE!C3154,IF(LOADPROFILE=0.5,Results_50PoE!C3154,\"Invalid Load Profile %\"))","v":0},82.994318181818187,55.32954545454546,27.66477272727273,0,0,132.03667998560431,0,0,0,0,0,3.1311002653222231E-2,4.3891360364039338E-3,1.0556716452676626E-4,false,2.0381187494277059E-2,0,0,0,0,0,0]
[2038,148,{"$f":"IF(LOADPROFILE=0.1,Results_10PoE!C3155,IF(LOADPROFILE=0.5,Results_50PoE!C3155,\"Invalid Load Profile %\"))","v":0},82.994318181818187,55.32954545454546,27.66477272727273,0,0,133.03667998560431,0,0,0,0,0,3.1311002653222231E-2,4.3891360364039338E-3,1.0556716452676626E-4,false,2.0381187494277059E-2,0,0,0,0,0,0]
[2038,149,{"$f":"IF(LOADPROFILE=0.1,Results_10PoE!C3156,IF(LOADPROFILE=0.5,Results_50PoE!C3156,\"Invalid Load Profile %\"))","v":0},82.994318181818187,55.32954545454546,27.66477272727273,0,0,134.03667998560431,0,0,0,0,0,3.1311002653222231E-2,4.3891360364039338E-3,1.0556716452676626E-4,false,2.0381187494277059E-2,0,0,0,0,0,0]
[2038,150,{"$f":"IF(LOADPROFILE=0.1,Results_10PoE!C3157,IF(LOADPROFILE=0.5,Results_50PoE!C3157,\"Invalid Load Profile %\"))","v":0},82.994318181818187,55.32954545454546,27.66477272727273,0,0,135.03667998560431,0,0,0,0,0,3.1311002653222231E-2,4.3891360364039338E-3,1.0556716452676626E-4,false,2.0381187494277059E-2,0,0,0,0,0,0]
[2039,1,{"$f":"IF(LOADPROFILE=0.1,Results_10PoE!C3158,IF(LOADPROFILE=0.5,Results_50PoE!C3158,\"Invalid Load Profile %\"))","v":8759},82.994318181818187,55.32954545454546,27.66477272727273,0,0,0,0,0,0,0,0,3.2740551185904493E-2,4.6012740864974193E-3,1.1222138249409187E-4,false,2.1100328402812393E-2,0,0,0,0,0,0]
[2039,2,{"$f":"IF(LOADPROFILE=0.1,Results_10PoE!C3159,IF(LOADPROFILE=0.5,Results_50PoE!C3159,\"Invalid Load Profile %\"))","v":8758},82.994318181818187,55.32954545454546,27.66477272727273,0,0,0,0,0,0,0,0,3.2740551185904493E-2,4.6012740864974193E-3,1.1222138249409187E-4,false,2.1100328402812393E-2,0,0,0,0,0,0]
[2039,3,{"$f":"IF(LOADPROFILE=0.1,Results_10PoE!C3160,IF(LOADPROFILE=0.5,Results_50PoE!C3160,\"Invalid Load Profile %\"))","v":8745},82.994318181818187,55.32954545454546,27.66477272727273,0,0,0,0,0,0,0,0,3.2740551185904493E-2,4.6012740864974193E-3,1.1222138249409187E-4,false,2.1100328402812393E-2,0,0,0,0,0,0]
[2039,4,{"$f":"IF(LOADPROFILE=0.1,Results_10PoE!C3161,IF(LOADPROFILE=0.5,Results_50PoE!C3161,\"Invalid Load Profile %\"))","v":8717},82.994318181818187,55.32954545454546,27.66477272727273,0,0,0,0,0,0,0,0,3.2740551185904493E-2,4.6012740864974193E-3,1.1222138249409187E-4,false,2.1100328402812393E-2,0,0,0,0,0,0]
[2039,5,{"$f":"IF(LOADPROFILE=0.1,Results_10PoE!C3162,IF(LOADPROFILE=0.5,Results_50PoE!C3162,\"Invalid Load Profile %\"))","v":8691},82.994318181818187,55.32954545454546,27.66477272727273,0,0,0,0,0,0,0,0,3.2740551185904493E-2,4.6012740864974193E-3,1.1222138249409187E-4,false,2.1100328402812393E-2,0,0,0,0,0,0]
[2039,6,{"$f":"IF(LOADPROFILE=0.1,Results_10PoE!C3163,IF(LOADPROFILE=0.5,Results_50PoE!C3163,\"Invalid Load Profile %\"))","v":8627},82.994318181818187,55.32954545454546,27.66477272727273,0,0,0,0,0,0,0,0,3.2740551185904493E-2,4.6012740864974193E-3,1.1222138249409187E-4,false,2.1100328402812393E-2,0,0,0,0,0,0]
[2039,7,{"$f":"IF(LOADPROFILE=0.1,Results_10PoE!C3164,IF(LOADPROFILE=0.5,Results_50PoE!C3164,\"Invalid Load Profile %\"))","v":8507},82.994318181818187,55.32954545454546,27.66477272727273,0,0,0,0,0,0,0,0,3.2740551185904493E-2,4.6012740864974193E-3,1.1222138249409187E-4,false,2.1100328402812393E-2,0,0,0,0,0,0]
[2039,8,{"$f":"IF(LOADPROFILE=0.1,Results_10PoE!C3165,IF(LOADPROFILE=0.5,Results_50PoE!C3165,\"Invalid Load Profile %\"))","v":8394},82.994318181818187,55.32954545454546,27.66477272727273,0,0,0,0,0,0,0,0,3.2740551185904493E-2,4.6012740864974193E-3,1.1222138249409187E-4,false,2.1100328402812393E-2,0,0,0,0,0,0]
[2039,9,{"$f":"IF(LOADPROFILE=0.1,Results_10PoE!C3166,IF(LOADPROFILE=0.5,Results_50PoE!C3166,\"Invalid Load Profile %\"))","v":8236},82.994318181818187,55.32954545454546,27.66477272727273,0,0,0,0,0,0,0,0,3.2740551185904493E-2,4.6012740864974193E-3,1.1222138249409187E-4,false,2.1100328402812393E-2,0,0,0,0,0,0]
[2039,10,{"$f":"IF(LOADPROFILE=0.1,Results_10PoE!C3167,IF(LOADPROFILE=0.5,Results_50PoE!C3167,\"Invalid Load Profile %\"))","v":8076},82.994318181818187,55.32954545454546,27.66477272727273,0,0,0,0,0,0,0,0,3.2740551185904493E-2,4.6012740864974193E-3,1.1222138249409187E-4,false,2.1100328402812393E-2,0,0,0,0,0,0]
[2039,11,{"$f":"IF(LOADPROFILE=0.1,Results_10PoE!C3168,IF(LOADPROFILE=0.5,Results_50PoE!C3168,\"Invalid Load Profile %\"))","v":7879},82.994318181818187,55.32954545454546,27.66477272727273,0,0,0,0,0,0,0,0,3.2740551185904493E-2,4.6012740864974193E-3,1.1222138249409187E-4,false,2.1100328402812393E-2,0,0,0,0,0,0]
[2039,12,{"$f":"IF(LOADPROFILE=0.1,Results_10PoE!C3169,IF(LOADPROFILE=0.5,Results_50PoE!C3169,\"Invalid Load Profile %\"))","v":7626},82.994318181818187,55.32954545454546,27.66477272727273,0,0,0,0,0,0,0,0,3.2740551185904493E-2,4.6012740864974193E-3,1.1222138249409187E-4,false,2.1100328402812393E-2,0,0,0,0,0,0]
[2039,13,{"$f":"IF(LOADPROFILE=0.1,Results_10PoE!C3170,IF(LOADPROFILE=0.5,Results_50PoE!C3170,\"Invalid Load Profile %\"))","v":7318},82.994318181818187,55.32954545454546,27.66477272727273,0,0,0,0,0,0,0,0,3.2740551185904493E-2,4.6012740864974193E-3,1.1222138249409187E-4,false,2.1100328402812393E-2,0,0,0,0,0,0]
[2039,14,{"$f":"IF(LOADPROFILE=0.1,Results_10PoE!C3171,IF(LOADPROFILE=0.5,Results_50PoE!C3171,\"Invalid Load Profile %\"))","v":6998},82.994318181818187,55.32954545454546,27.66477272727273,0,0,0,0,0,0,0,0,3.2740551185904493E-2,4.6012740864974193E-3,1.1222138249409187E-4,false,2.1100328402812393E-2,0,0,0,0,0,0]
[2039,15,{"$f":"IF(LOADPROFILE=0.1,Results_10PoE!C3172,IF(LOADPROFILE=0.5,Results_50PoE!C3172,\"Invalid Load Profile %\"))","v":6725},82.994318181818187,55.32954545454546,27.66477272727273,0,0,0.20160012612532086,0,0,0,57.185079669153787,57.185079669153787,3.2740551185904493E-2,4.6012740864974193E-3,1.1222138249409187E-4,false,2.1100328402812393E-2,0,0,0,2.0254333645699512,0,0]
[2039,16,{"$f":"IF(LOADPROFILE=0.1,Results_10PoE!C3173,IF(LOADPROFILE=0.5,Results_50PoE!C3173,\"Invalid Load Profile %\"))","v":6439},82.994318181818187,55.32954545454546,27.66477272727273,0,0,1.2016001261253209,0,0,0,363.4843379892277,363.4843379892277,3.2740551185904493E-2,4.6012740864974193E-3,1.1222138249409187E-4,false,2.1100328402812393E-2,0,0,0,12.874220162346363,0,0]
[2039,17,{"$f":"IF(LOADPROFILE=0.1,Results_10PoE!C3174,IF(LOADPROFILE=0.5,Results_50PoE!C3174,\"Invalid Load Profile %\"))","v":6134},82.994318181818187,55.32954545454546,27.66477272727273,0,0,2.2016001261253209,0,0,0,637.59835919956367,637.59835919956367,3.2740551185904493E-2,4.6012740864974193E-3,1.1222138249409187E-4,false,2.1100328402812393E-2,0,0,0,22.583040845433217,0,0]
[2039,18,{"$f":"IF(LOADPROFILE=0.1,Results_10PoE!C3175,IF(LOADPROFILE=0.5,Results_50PoE!C3175,\"Invalid Load Profile %\"))","v":5842},82.994318181818187,55.32954545454546,27.66477272727273,0,0,3.2016001261253209,0,0,0,1044.6934799664416,1044.6934799664416,3.2740551185904493E-2,4.6012740864974193E-3,1.1222138249409187E-4,false,2.1100328402812393E-2,0,0,0,37.001907531031897,0,0]
[2039,19,{"$f":"IF(LOADPROFILE=0.1,Results_10PoE!C3176,IF(LOADPROFILE=0.5,Results_50PoE!C3176,\"Invalid Load Profile %\"))","v":5513},82.994318181818187,55.32954545454546,27.66477272727273,0,0,4.2016001261253209,0,0,0,1375.1641920393474,1375.1641920393474,3.2740551185904493E-2,4.6012740864974193E-3,1.1222138249409187E-4,false,2.1100328402812393E-2,0,0,0,48.706820947576553,0,0]
[2039,20,{"$f":"IF(LOADPROFILE=0.1,Results_10PoE!C3177,IF(LOADPROFILE=0.5,Results_50PoE!C3177,\"Invalid Load Profile %\"))","v":5183},82.994318181818187,55.32954545454546,27.66477272727273,0,0,5.2016001261253209,0,0,0,1356.8086668774961,1356.8086668774961,3.2740551185904493E-2,4.6012740864974193E-3,1.1222138249409187E-4,false,2.1100328402812393E-2,0,0,0,48.056688197878366,0,0]
[2039,21,{"$f":"IF(LOADPROFILE=0.1,Results_10PoE!C3178,IF(LOADPROFILE=0.5,Results_50PoE!C3178,\"Invalid Load Profile %\"))","v":4920},82.994318181818187,55.32954545454546,27.66477272727273,0,0,6.2016001261253209,0,0,0,1396.2253375117568,1396.2253375117568,3.2740551185904493E-2,4.6012740864974193E-3,1.1222138249409187E-4,false,2.1100328402812393E-2,0,0,0,49.45278382780122,0,0]
[2039,22,{"$f":"IF(LOADPROFILE=0.1,Results_10PoE!C3179,IF(LOADPROFILE=0.5,Results_50PoE!C3179,\"Invalid Load Profile %\"))","v":4693},82.994318181818187,55.32954545454546,27.66477272727273,0,0,7.2016001261253209,0,0,0,1535.6539493852431,1535.6539493852431,3.2740551185904493E-2,4.6012740864974193E-3,1.1222138249409187E-4,false,2.1100328402812393E-2,0,0,0,54.391193708456939,0,0]
[2039,23,{"$f":"IF(LOADPROFILE=0.1,Results_10PoE!C3180,IF(LOADPROFILE=0.5,Results_50PoE!C3180,\"Invalid Load Profile %\"))","v":4478},82.994318181818187,55.32954545454546,27.66477272727273,0,0,8.2016001261253209,0,0,0,1106.2757623603866,1106.2757623603866,3.2740551185904493E-2,4.6012740864974193E-3,1.1222138249409187E-4,false,2.1100328402812393E-2,0,0,0,39.183085036575285,0,0]
[2039,24,{"$f":"IF(LOADPROFILE=0.1,Results_10PoE!C3181,IF(LOADPROFILE=0.5,Results_50PoE!C3181,\"Invalid Load Profile %\"))","v":4342},82.994318181818187,55.32954545454546,27.66477272727273,0,0,9.2016001261253209,0,0,0,1341.5491512547969,1341.5491512547969,3.2740551185904493E-2,4.6012740864974193E-3,1.1222138249409187E-4,false,2.1100328402812393E-2,0,0,0,47.516212740849966,0,0]
[2039,25,{"$f":"IF(LOADPROFILE=0.1,Results_10PoE!C3182,IF(LOADPROFILE=0.5,Results_50PoE!C3182,\"Invalid Load Profile %\"))","v":4195},82.994318181818187,55.32954545454546,27.66477272727273,0,0,10.201600126125321,0,0,0,1598.6422302793023,1598.6422302793023,3.2740551185904493E-2,4.6012740864974193E-3,1.1222138249409187E-4,false,2.1100328402812393E-2,0,0,0,56.62217015262457,0,0]
[2039,26,{"$f":"IF(LOADPROFILE=0.1,Results_10PoE!C3183,IF(LOADPROFILE=0.5,Results_50PoE!C3183,\"Invalid Load Profile %\"))","v":4037},82.994318181818187,55.32954545454546,27.66477272727273,0,0,11.201600126125321,0,0,0,1266.5163901506801,1266.5163901506801,3.2740551185904493E-2,4.6012740864974193E-3,1.1222138249409187E-4,false,2.1100328402812393E-2,0,0,0,44.85863389938757,0,0]
[2039,27,{"$f":"IF(LOADPROFILE=0.1,Results_10PoE!C3184,IF(LOADPROFILE=0.5,Results_50PoE!C3184,\"Invalid Load Profile %\"))","v":3923},82.994318181818187,55.32954545454546,27.66477272727273,0,0,12.201600126125321,0,0,0,1258.5660872596347,1258.5660872596347,3.2740551185904493E-2,4.6012740864974193E-3,1.1222138249409187E-4,false,2.1100328402812393E-2,0,0,0,44.577042812566958,0,0]
[2039,28,{"$f":"IF(LOADPROFILE=0.1,Results_10PoE!C3185,IF(LOADPROFILE=0.5,Results_50PoE!C3185,\"Invalid Load Profile %\"))","v":3819},82.994318181818187,55.32954545454546,27.66477272727273,0,0,13.201600126125321,0,0,0,1361.7137133291756,1361.7137133291756,3.2740551185904493E-2,4.6012740864974193E-3,1.1222138249409187E-4,false,2.1100328402812393E-2,0,0,0,48.230419611657545,0,0]
[2039,29,{"$f":"IF(LOADPROFILE=0.1,Results_10PoE!C3186,IF(LOADPROFILE=0.5,Results_50PoE!C3186,\"Invalid Load Profile %\"))","v":3715},82.994318181818187,55.32954545454546,27.66477272727273,0,0,14.201600126125321,0,0,0,1450.7761342121898,1450.7761342121898,3.2740551185904493E-2,4.6012740864974193E-3,1.1222138249409187E-4,false,2.1100328402812393E-2,0,0,0,51.384913752952457,0,0]
[2039,30,{"$f":"IF(LOADPROFILE=0.1,Results_10PoE!C3187,IF(LOADPROFILE=0.5,Results_50PoE!C3187,\"Invalid Load Profile %\"))","v":3612},82.994318181818187,55.32954545454546,27.66477272727273,0,0,15.201600126125321,0,0,0,2035.3962532520643,2035.3962532520643,3.2740551185904493E-2,4.6012740864974193E-3,1.1222138249409187E-4,false,2.1100328402812393E-2,0,0,0,72.091522916617549,0,0]
[2039,31,{"$f":"IF(LOADPROFILE=0.1,Results_10PoE!C3188,IF(LOADPROFILE=0.5,Results_50PoE!C3188,\"Invalid Load Profile %\"))","v":3477},82.994318181818187,55.32954545454546,27.66477272727273,0,0,16.201600126125321,0,0,0,1719.363031678311,1719.363031678311,3.2740551185904493E-2,4.6012740864974193E-3,1.1222138249409187E-4,false,2.1100328402812393E-2,0,0,0,60.897969720725328,0,0]
[2039,32,{"$f":"IF(LOADPROFILE=0.1,Results_10PoE!C3189,IF(LOADPROFILE=0.5,Results_50PoE!C3189,\"Invalid Load Profile %\"))","v":3370},82.994318181818187,55.32954545454546,27.66477272727273,0,0,17.201600126125321,0,0,0,1944.9103923772745,1944.9103923772745,3.2740551185904493E-2,4.6012740864974193E-3,1.1222138249409187E-4,false,2.1100328402812393E-2,0,0,0,68.88661207802177,0,0]
[2039,33,{"$f":"IF(LOADPROFILE=0.1,Results_10PoE!C3190,IF(LOADPROFILE=0.5,Results_50PoE!C3190,\"Invalid Load Profile %\"))","v":3256},82.994318181818187,55.32954545454546,27.66477272727273,0,0,18.201600126125321,0,0,0,1931.6091083983272,1931.6091083983272,3.2740551185904493E-2,4.6012740864974193E-3,1.1222138249409187E-4,false,2.1100328402812393E-2,0,0,0,68.415495057315553,0,0]
[2039,34,{"$f":"IF(LOADPROFILE=0.1,Results_10PoE!C3191,IF(LOADPROFILE=0.5,Results_50PoE!C3191,\"Invalid Load Profile %\"))","v":3149},82.994318181818187,55.32954545454546,27.66477272727273,0,0,19.201600126125321,0,0,0,1885.3783413932263,1885.3783413932263,3.2740551185904493E-2,4.6012740864974193E-3,1.1222138249409187E-4,false,2.1100328402812393E-2,0,0,0,66.778051540518291,0,0]
[2039,35,{"$f":"IF(LOADPROFILE=0.1,Results_10PoE!C3192,IF(LOADPROFILE=0.5,Results_50PoE!C3192,\"Invalid Load Profile %\"))","v":3050},82.994318181818187,55.32954545454546,27.66477272727273,0,0,20.201600126125321,0,0,0,2364.2515125604164,2364.2515125604164,3.2740551185904493E-2,4.6012740864974193E-3,1.1222138249409187E-4,false,2.1100328402812393E-2,0,0,0,83.739218752157782,0,0]
[2039,36,{"$f":"IF(LOADPROFILE=0.1,Results_10PoE!C3193,IF(LOADPROFILE=0.5,Results_50PoE!C3193,\"Invalid Load Profile %\"))","v":2932},82.994318181818187,55.32954545454546,27.66477272727273,0,0,21.201600126125321,0,0,0,2460.2565621211884,2460.2565621211884,3.2740551185904493E-2,4.6012740864974193E-3,1.1222138249409187E-4,false,2.1100328402812393E-2,0,0,0,87.139613254929969,0,0]
[2039,37,{"$f":"IF(LOADPROFILE=0.1,Results_10PoE!C3194,IF(LOADPROFILE=0.5,Results_50PoE!C3194,\"Invalid Load Profile %\"))","v":2815},82.994318181818187,55.32954545454546,27.66477272727273,0,0,22.201600126125321,0,0,0,2620.3369173716342,2620.3369173716342,3.2740551185904493E-2,4.6012740864974193E-3,1.1222138249409187E-4,false,2.1100328402812393E-2,0,0,0,92.80948543858905,0,0]
[2039,38,{"$f":"IF(LOADPROFILE=0.1,Results_10PoE!C3195,IF(LOADPROFILE=0.5,Results_50PoE!C3195,\"Invalid Load Profile %\"))","v":2696},82.994318181818187,55.32954545454546,27.66477272727273,0,0,23.201600126125321,0,0,0,2646.3158366617977,2646.3158366617977,3.2740551185904493E-2,4.6012740864974193E-3,1.1222138249409187E-4,false,2.1100328402812393E-2,0,0,0,93.72963052206525,0,0]
[2039,39,{"$f":"IF(LOADPROFILE=0.1,Results_10PoE!C3196,IF(LOADPROFILE=0.5,Results_50PoE!C3196,\"Invalid Load Profile %\"))","v":2581},82.994318181818187,55.32954545454546,27.66477272727273,0,0,24.201600126125321,0,0,0,2760.3733077963857,2760.3733077963857,3.2740551185904493E-2,4.6012740864974193E-3,1.1222138249409187E-4,false,2.1100328402812393E-2,0,0,0,97.769422174905785,0,0]
[2039,40,{"$f":"IF(LOADPROFILE=0.1,Results_10PoE!C3197,IF(LOADPROFILE=0.5,Results_50PoE!C3197,\"Invalid Load Profile %\"))","v":2466},82.994318181818187,55.32954545454546,27.66477272727273,0,0,25.201600126125321,0,0,0,2949.4159296856951,2949.4159296856951,3.2740551185904493E-2,4.6012740864974193E-3,1.1222138249409187E-4,false,2.1100328402812393E-2,0,0,0,104.4651063623832,0,0]
[2039,41,{"$f":"IF(LOADPROFILE=0.1,Results_10PoE!C3198,IF(LOADPROFILE=0.5,Results_50PoE!C3198,\"Invalid Load Profile %\"))","v":2348},82.994318181818187,55.32954545454546,27.66477272727273,0,0,26.201600126125321,0,0,0,3586.1859000786744,3586.1859000786744,3.2740551185904493E-2,4.6012740864974193E-3,1.1222138249409187E-4,false,2.1100328402812393E-2,0,0,0,127.01880657670425,0,0]
[2039,42,{"$f":"IF(LOADPROFILE=0.1,Results_10PoE!C3199,IF(LOADPROFILE=0.5,Results_50PoE!C3199,\"Invalid Load Profile %\"))","v":2210},82.994318181818187,55.32954545454546,27.66477272727273,0,0,27.201600126125321,0,0,0,3750.0335238853991,3750.0335238853991,3.2740551185904493E-2,4.6012740864974193E-3,1.1222138249409187E-4,false,2.1100328402812393E-2,0,0,0,132.82211131779491,0,0]
[2039,43,{"$f":"IF(LOADPROFILE=0.1,Results_10PoE!C3200,IF(LOADPROFILE=0.5,Results_50PoE!C3200,\"Invalid Load Profile %\"))","v":2071},82.994318181818187,55.32954545454546,27.66477272727273,0,0,28.201600126125321,0,0,75.604721112536808,3971.805680969851,3971.805680969851,3.2740551185904493E-2,4.6012740864974193E-3,1.1222138249409187E-4,false,2.1100328402812393E-2,0,0,137.24503656538386,140.67704006652221,0,0]
[2039,44,{"$f":"IF(LOADPROFILE=0.1,Results_10PoE!C3201,IF(LOADPROFILE=0.5,Results_50PoE!C3201,\"Invalid Load Profile %\"))","v":1929},82.994318181818187,55.32954545454546,27.66477272727273,0,0,29.201600126125321,0,0,280.45863469355783,5329.0570615509223,5329.0570615509223,3.2740551185904493E-2,4.6012740864974193E-3,1.1222138249409187E-4,false,2.1100328402812393E-2,0,0,509.11576694133578,188.74940870257362,0,0]
[2039,45,{"$f":"IF(LOADPROFILE=0.1,Results_10PoE!C3202,IF(LOADPROFILE=0.5,Results_50PoE!C3202,\"Invalid Load Profile %\"))","v":1745},82.994318181818187,55.32954545454546,27.66477272727273,0,0,30.201600126125321,0,0,548.49580595076088,6529.9874203795953,6529.9874203795953,3.2740551185904493E-2,4.6012740864974193E-3,1.1222138249409187E-4,false,2.1100328402812393E-2,0,0,995.68288641156278,231.28505666125994,0,0]
[2039,46,{"$f":"IF(LOADPROFILE=0.1,Results_10PoE!C3203,IF(LOADPROFILE=0.5,Results_50PoE!C3203,\"Invalid Load Profile %\"))","v":1527},82.994318181818187,55.32954545454546,27.66477272727273,0,0,31.201600126125321,0,0,645.44254232424021,5694.0409691816049,5694.0409691816049,3.2740551185904493E-2,4.6012740864974193E-3,1.1222138249409187E-4,false,2.1100328402812393E-2,0,0,1171.6700229644214,201.67674199166336,0,0]
[2039,47,{"$f":"IF(LOADPROFILE=0.1,Results_10PoE!C3204,IF(LOADPROFILE=0.5,Results_50PoE!C3204,\"Invalid Load Profile %\"))","v":1343},82.994318181818187,55.32954545454546,27.66477272727273,0,0,32.201600126125321,0,0,971.92310416385635,6898.5386487355454,6898.5386487355454,3.2740551185904493E-2,4.6012740864974193E-3,1.1222138249409187E-4,false,2.1100328402812393E-2,0,0,1764.3292641891749,244.33874057294014,0,0]
[2039,48,{"$f":"IF(LOADPROFILE=0.1,Results_10PoE!C3205,IF(LOADPROFILE=0.5,Results_50PoE!C3205,\"Invalid Load Profile %\"))","v":1127},82.994318181818187,55.32954545454546,27.66477272727273,0,0,33.201600126125321,0,0,1026.900794247666,6157.8133258907492,6157.8133258907492,3.2740551185904493E-2,4.6012740864974193E-3,1.1222138249409187E-4,false,2.1100328402812393E-2,0,0,1864.1301096231728,218.1030547690263,0,0]
[2039,49,{"$f":"IF(LOADPROFILE=0.1,Results_10PoE!C3206,IF(LOADPROFILE=0.5,Results_50PoE!C3206,\"Invalid Load Profile %\"))","v":940},82.994318181818187,55.32954545454546,27.66477272727273,0,0,34.201600126125321,0,0,953.03807257733035,4986.4292070775082,4986.4292070775082,3.2740551185904493E-2,4.6012740864974193E-3,1.1222138249409187E-4,false,2.1100328402812393E-2,0,0,1730.047319722067,176.61390251640657,0,0]
[2039,50,{"$f":"IF(LOADPROFILE=0.1,Results_10PoE!C3207,IF(LOADPROFILE=0.5,Results_50PoE!C3207,\"Invalid Load Profile %\"))","v":793},82.994318181818187,55.32954545454546,27.66477272727273,0,0,35.201600126125321,0,0,904.4818112383598,4224.4840375956492,4224.4840375956492,3.2740551185904493E-2,4.6012740864974193E-3,1.1222138249409187E-4,false,2.1100328402812393E-2,0,0,1641.9032757406617,149.62663280951625,0,0]
[2039,51,{"$f":"IF(LOADPROFILE=0.1,Results_10PoE!C3208,IF(LOADPROFILE=0.5,Results_50PoE!C3208,\"Invalid Load Profile %\"))","v":672},82.994318181818187,55.32954545454546,27.66477272727273,0,0,36.201600126125321,0,0,990.62266540168855,4200.8727520446873,4200.8727520446873,3.2740551185904493E-2,4.6012740864974193E-3,1.1222138249409187E-4,false,2.1100328402812393E-2,0,0,1798.2745248564663,148.79034673958353,0,0]
[2039,52,{"$f":"IF(LOADPROFILE=0.1,Results_10PoE!C3209,IF(LOADPROFILE=0.5,Results_50PoE!C3209,\"Invalid Load Profile %\"))","v":555},{"$f":"VLOOKUP($A3238,$Q$4:$AB$26,6,FALSE)","v":82.994318181818187},{"$f":"VLOOKUP($A3238,$Q$4:$AB$26,7,FALSE)","v":55.32954545454546},{"$f":"VLOOKUP($A3238,$Q$4:$AB$26,9,FALSE)","v":27.66477272727273},{"$f":"VLOOKUP($A3238,$Q$4:$AB$26,10,FALSE)","v":0},{"$f":"VLOOKUP($A3238,$Q$4:$AB$26,11,FALSE)","v":0},{"$f":"IF(B3238-VLOOKUP(A3238,$Q$4:$AB$26,12,FALSE)<0,0,B3238-VLOOKUP(A3238,$Q$4:$AB$26,12,FALSE))","v":37.201600126125321},{"$f":"IF(B3238=150,0,IF(IF($I3238>D3238,($I3238-D3238)*($C3238-$C3239),0)<0,0,IF($I3238>D3238,($I3238-D3238)*($C3238-$C3239),0)))*$Y$30","v":0},{"$f":"IF(C3238=150,0,IF(IF($I3238>E3238,($I3238-E3238)*($C3238-$C3239),0)<0,0,IF($I3238>E3238,($I3238-E3238)*($C3238-$C3239),0)))*$Y$30","v":0},{"$f":"IF(D3238=150,0,IF(IF($I3238>F3238,($I3238-F3238)*($C3238-$C3239),0)<0,0,IF($I3238>F3238,($I3238-F3238)*($C3238-$C3239),0)))*$Y$30","v":728.31716533507665},{"$f":"IF(E3238=150,0,IF(IF($I3238>G3238,($I3238-G3238)*($C3238-$C3239),0)<0,0,IF($I3238>G3238,($I3238-G3238)*($C3238-$C3239),0)))*$Y$30","v":2841.0458548351694},{"$f":"IF(F3238=150,0,IF(IF($I3238>H3238,($I3238-H3238)*($C3238-$C3239),0)<0,0,IF($I3238>H3238,($I3238-H3238)*($C3238-$C3239),0)))*$Y$30","v":2841.0458548351694},{"$f":"VLOOKUP($A3238, $Q$4:$BB$26,33,FALSE)","v":3.2740551185904493E-2},{"$f":"VLOOKUP($A3238, $Q$4:$BB$26,34,FALSE)","v":4.6012740864974193E-3},{"$f":"VLOOKUP($A3238, $Q$4:$BB$26,35,FALSE)","v":1.1222138249409187E-4},{"$f":"VLOOKUP($A3238, $Q$4:$BB$26,36,FALSE)","v":false},{"$f":"VLOOKUP($A3238, $Q$4:$BB$26,37,FALSE)","v":2.1100328402812393E-2},{"$f":"J3238*1000*($S$34/365)","v":0},{"$f":"O3238*K3238*1000*($T$34/365)","v":0},{"$f":"P3238*L3238*1000*($U$34/365)","v":1322.1120918999627},{"$f":"Q3238*M3238*1000*($V$34/365)","v":100.62675610400983},{"$f":"R3238*N3238*1000*($W$34/365)","v":0},{"$f":"S3238*K3238*1000*($X$34/365)","v":0}]
[2039,53,{"$f":"IF(LOADPROFILE=0.1,Results_10PoE!C3210,IF(LOADPROFILE=0.5,Results_50PoE!C3210,\"Invalid Load Profile %\"))","v":478},82.994318181818187,55.32954545454546,27.66477272727273,0,0,38.201600126125321,0,0,794.23561220871602,2879.5262667802367,2879.5262667802367,3.2740551185904493E-2,4.6012740864974193E-3,1.1222138249409187E-4,false,2.1100328402812393E-2,0,0,1441.7736622143302,101.98969046882767,0,0]
[2039,54,{"$f":"IF(LOADPROFILE=0.1,Results_10PoE!C3211,IF(LOADPROFILE=0.5,Results_50PoE!C3211,\"Invalid Load Profile %\"))","v":402},82.994318181818187,55.32954545454546,27.66477272727273,0,0,39.201600126125321,0,0,926.82408695980723,3149.304916174191,3149.304916174191,3.2740551185904493E-2,4.6012740864974193E-3,1.1222138249409187E-4,false,2.1100328402812393E-2,0,0,1682.4611457152052,111.54495699450986,0,0]
[2039,55,{"$f":"IF(LOADPROFILE=0.1,Results_10PoE!C3212,IF(LOADPROFILE=0.5,Results_50PoE!C3212,\"Invalid Load Profile %\"))","v":321},82.994318181818187,55.32954545454546,27.66477272727273,0,0,40.201600126125321,0,0,770.912760070996,2472.0709256424993,2472.0709256424993,3.2740551185904493E-2,4.6012740864974193E-3,1.1222138249409187E-4,false,2.1100328402812393E-2,0,0,1399.4357546425813,87.558065169234609,0,0]
[2039,56,{"$f":"IF(LOADPROFILE=0.1,Results_10PoE!C3213,IF(LOADPROFILE=0.5,Results_50PoE!C3213,\"Invalid Load Profile %\"))","v":259},82.994318181818187,55.32954545454546,27.66477272727273,0,0,41.201600126125321,0,0,872.68225669047479,2656.1545270476963,2656.1545270476963,3.2740551185904493E-2,4.6012740864974193E-3,1.1222138249409187E-4,false,2.1100328402812393E-2,0,0,1584.1776342401638,94.078106241371131,0,0]
[2039,57,{"$f":"IF(LOADPROFILE=0.1,Results_10PoE!C3214,IF(LOADPROFILE=0.5,Results_50PoE!C3214,\"Invalid Load Profile %\"))","v":194},82.994318181818187,55.32954545454546,27.66477272727273,0,0,42.201600126125321,0,0,648.79582360426457,1883.5073953900333,1883.5073953900333,3.2740551185904493E-2,4.6012740864974193E-3,1.1222138249409187E-4,false,2.1100328402812393E-2,0,0,1177.7572249951772,66.71178466670959,0,0]
[2039,58,{"$f":"IF(LOADPROFILE=0.1,Results_10PoE!C3215,IF(LOADPROFILE=0.5,Results_50PoE!C3215,\"Invalid Load Profile %\"))","v":149},82.994318181818187,55.32954545454546,27.66477272727273,0,0,43.201600126125321,0,0,678.0175188954712,1885.2910557526673,1885.2910557526673,3.2740551185904493E-2,4.6012740864974193E-3,1.1222138249409187E-4,false,2.1100328402812393E-2,0,0,1230.8032858724407,66.774959978004802,0,0]
[2039,59,{"$f":"IF(LOADPROFILE=0.1,Results_10PoE!C3216,IF(LOADPROFILE=0.5,Results_50PoE!C3216,\"Invalid Load Profile %\"))","v":105},82.994318181818187,55.32954545454546,27.66477272727273,0,0,44.201600126125321,0,0,656.05172650514692,1753.5731236480524,1753.5731236480524,3.2740551185904493E-2,4.6012740864974193E-3,1.1222138249409187E-4,false,2.1100328402812393E-2,0,0,1190.9288450248864,62.109653993640599,0,0]
[2039,60,{"$f":"IF(LOADPROFILE=0.1,Results_10PoE!C3217,IF(LOADPROFILE=0.5,Results_50PoE!C3217,\"Invalid Load Profile %\"))","v":65},82.994318181818187,55.32954545454546,27.66477272727273,0,0,45.201600126125321,0,0,469.6136260051818,1210.440569076643,1210.440569076643,3.2740551185904493E-2,4.6012740864974193E-3,1.1222138249409187E-4,false,2.1100328402812393E-2,0,0,852.48828808914413,42.872489268548236,0,0]
[2039,61,{"$f":"IF(LOADPROFILE=0.1,Results_10PoE!C3218,IF(LOADPROFILE=0.5,Results_50PoE!C3218,\"Invalid Load Profile %\"))","v":38},82.994318181818187,55.32954545454546,27.66477272727273,0,0,46.201600126125321,0,0,202.23391491901052,504.05229913330953,504.05229913330953,3.2740551185904493E-2,4.6012740864974193E-3,1.1222138249409187E-4,false,2.1100328402812393E-2,0,0,367.1146542093108,17.852984555751096,0,0]
[2039,62,{"$f":"IF(LOADPROFILE=0.1,Results_10PoE!C3219,IF(LOADPROFILE=0.5,Results_50PoE!C3219,\"Invalid Load Profile %\"))","v":27},82.994318181818187,55.32954545454546,27.66477272727273,0,0,47.201600126125321,0,0,213.14375998405808,514.96214419835712,514.96214419835712,3.2740551185904493E-2,4.6012740864974193E-3,1.1222138249409187E-4,false,2.1100328402812393E-2,0,0,386.91926512304428,18.239399409501065,0,0]
[2039,63,{"$f":"IF(LOADPROFILE=0.1,Results_10PoE!C3220,IF(LOADPROFILE=0.5,Results_50PoE!C3220,\"Invalid Load Profile %\"))","v":16},82.994318181818187,55.32954545454546,27.66477272727273,0,0,48.201600126125321,0,0,101.84254774959348,239.03272239245666,239.03272239245666,3.2740551185904493E-2,4.6012740864974193E-3,1.1222138249409187E-4,false,2.1100328402812393E-2,0,0,184.87448910762629,8.4662792105686471,0,0]
[2039,64,{"$f":"IF(LOADPROFILE=0.1,Results_10PoE!C3221,IF(LOADPROFILE=0.5,Results_50PoE!C3221,\"Invalid Load Profile %\"))","v":11},82.994318181818187,55.32954545454546,27.66477272727273,0,0,49.201600126125321,0,0,106.80156823370602,243.99174287656919,243.99174287656919,3.2740551185904493E-2,4.6012740864974193E-3,1.1222138249409187E-4,false,2.1100328402812393E-2,0,0,193.87658497750519,8.6419223259095403,0,0]
[2039,65,{"$f":"IF(LOADPROFILE=0.1,Results_10PoE!C3222,IF(LOADPROFILE=0.5,Results_50PoE!C3222,\"Invalid Load Profile %\"))","v":6},82.994318181818187,55.32954545454546,27.66477272727273,0,0,50.201600126125321,0,0,67.05635323069113,149.37045801640903,149.37045801640903,3.2740551185904493E-2,4.6012740864974193E-3,1.1222138249409187E-4,false,2.1100328402812393E-2,0,0,121.72720850843042,5.2905392647502616,0,0]
[2039,66,{"$f":"IF(LOADPROFILE=0.1,Results_10PoE!C3223,IF(LOADPROFILE=0.5,Results_50PoE!C3223,\"Invalid Load Profile %\"))","v":3},82.994318181818187,55.32954545454546,27.66477272727273,0,0,51.201600126125321,0,0,70.031765521158647,152.34587030687655,152.34587030687655,3.2740551185904493E-2,4.6012740864974193E-3,1.1222138249409187E-4,false,2.1100328402812393E-2,0,0,127.12846603035777,5.3959251339547958,0,0]
[2039,67,{"$f":"IF(LOADPROFILE=0.1,Results_10PoE!C3224,IF(LOADPROFILE=0.5,Results_50PoE!C3224,\"Invalid Load Profile %\"))","v":0},82.994318181818187,55.32954545454546,27.66477272727273,0,0,52.201600126125321,0,0,0,0,0,3.2740551185904493E-2,4.6012740864974193E-3,1.1222138249409187E-4,false,2.1100328402812393E-2,0,0,0,0,0,0]
[2039,68,{"$f":"IF(LOADPROFILE=0.1,Results_10PoE!C3225,IF(LOADPROFILE=0.5,Results_50PoE!C3225,\"Invalid Load Profile %\"))","v":0},82.994318181818187,55.32954545454546,27.66477272727273,0,0,53.201600126125321,0,0,0,0,0,3.2740551185904493E-2,4.6012740864974193E-3,1.1222138249409187E-4,false,2.1100328402812393E-2,0,0,0,0,0,0]
[2039,69,{"$f":"IF(LOADPROFILE=0.1,Results_10PoE!C3226,IF(LOADPROFILE=0.5,Results_50PoE!C3226,\"Invalid Load Profile %\"))","v":0},82.994318181818187,55.32954545454546,27.66477272727273,0,0,54.201600126125321,0,0,0,0,0,3.2740551185904493E-2,4.6012740864974193E-3,1.1222138249409187E-4,false,2.1100328402812393E-2,0,0,0,0,0,0]
[2039,70,{"$f":"IF(LOADPROFILE=0.1,Results_10PoE!C3227,IF(LOADPROFILE=0.5,Results_50PoE!C3227,\"Invalid Load Profile %\"))","v":0},82.994318181818187,55.32954545454546,27.66477272727273,0,0,55.201600126125321,0,0,0,0,0,3.2740551185904493E-2,4.6012740864974193E-3,1.1222138249409187E-4,false,2.1100328402812393E-2,0,0,0,0,0,0]
[2039,71,{"$f":"IF(LOADPROFILE=0.1,Results_10PoE!C3228,IF(LOADPROFILE=0.5,Results_50PoE!C3228,\"Invalid Load Profile %\"))","v":0},82.994318181818187,55.32954545454546,27.66477272727273,0,0,56.201600126125321,0,0,0,0,0,3.2740551185904493E-2,4.6012740864974193E-3,1.1222138249409187E-4,false,2.1100328402812393E-2,0,0,0,0,0,0]
[2039,72,{"$f":"IF(LOADPROFILE=0.1,Results_10PoE!C3229,IF(LOADPROFILE=0.5,Results_50PoE!C3229,\"Invalid Load Profile %\"))","v":0},82.994318181818187,55.32954545454546,27.66477272727273,0,0,57.201600126125321,0,0,0,0,0,3.2740551185904493E-2,4.6012740864974193E-3,1.1222138249409187E-4,false,2.1100328402812393E-2,0,0,0,0,0,0]
[2039,73,{"$f":"IF(LOADPROFILE=0.1,Results_10PoE!C3230,IF(LOADPROFILE=0.5,Results_50PoE!C3230,\"Invalid Load Profile %\"))","v":0},82.994318181818187,55.32954545454546,27.66477272727273,0,0,58.201600126125321,0,0,0,0,0,3.2740551185904493E-2,4.6012740864974193E-3,1.1222138249409187E-4,false,2.1100328402812393E-2,0,0,0,0,0,0]
[2039,74,{"$f":"IF(LOADPROFILE=0.1,Results_10PoE!C3231,IF(LOADPROFILE=0.5,Results_50PoE!C3231,\"Invalid Load Profile %\"))","v":0},82.994318181818187,55.32954545454546,27.66477272727273,0,0,59.201600126125321,0,0,0,0,0,3.2740551185904493E-2,4.6012740864974193E-3,1.1222138249409187E-4,false,2.1100328402812393E-2,0,0,0,0,0,0]
[2039,75,{"$f":"IF(LOADPROFILE=0.1,Results_10PoE!C3232,IF(LOADPROFILE=0.5,Results_50PoE!C3232,\"Invalid Load Profile %\"))","v":0},82.994318181818187,55.32954545454546,27.66477272727273,0,0,60.201600126125321,0,0,0,0,0,3.2740551185904493E-2,4.6012740864974193E-3,1.1222138249409187E-4,false,2.1100328402812393E-2,0,0,0,0,0,0]
[2039,76,{"$f":"IF(LOADPROFILE=0.1,Results_10PoE!C3233,IF(LOADPROFILE=0.5,Results_50PoE!C3233,\"Invalid Load Profile %\"))","v":0},82.994318181818187,55.32954545454546,27.66477272727273,0,0,61.201600126125321,0,0,0,0,0,3.2740551185904493E-2,4.6012740864974193E-3,1.1222138249409187E-4,false,2.1100328402812393E-2,0,0,0,0,0,0]
[2039,77,{"$f":"IF(LOADPROFILE=0.1,Results_10PoE!C3234,IF(LOADPROFILE=0.5,Results_50PoE!C3234,\"Invalid Load Profile %\"))","v":0},82.994318181818187,55.32954545454546,27.66477272727273,0,0,62.201600126125321,0,0,0,0,0,3.2740551185904493E-2,4.6012740864974193E-3,1.1222138249409187E-4,false,2.1100328402812393E-2,0,0,0,0,0,0]
[2039,78,{"$f":"IF(LOADPROFILE=0.1,Results_10PoE!C3235,IF(LOADPROFILE=0.5,Results_50PoE!C3235,\"Invalid Load Profile %\"))","v":0},82.994318181818187,55.32954545454546,27.66477272727273,0,0,63.201600126125321,0,0,0,0,0,3.2740551185904493E-2,4.6012740864974193E-3,1.1222138249409187E-4,false,2.1100328402812393E-2,0,0,0,0,0,0]
[2039,79,{"$f":"IF(LOADPROFILE=0.1,Results_10PoE!C3236,IF(LOADPROFILE=0.5,Results_50PoE!C3236,\"Invalid Load Profile %\"))","v":0},82.994318181818187,55.32954545454546,27.66477272727273,0,0,64.201600126125328,0,0,0,0,0,3.2740551185904493E-2,4.6012740864974193E-3,1.1222138249409187E-4,false,2.1100328402812393E-2,0,0,0,0,0,0]
[2039,80,{"$f":"IF(LOADPROFILE=0.1,Results_10PoE!C3237,IF(LOADPROFILE=0.5,Results_50PoE!C3237,\"Invalid Load Profile %\"))","v":0},82.994318181818187,55.32954545454546,27.66477272727273,0,0,65.201600126125328,0,0,0,0,0,3.2740551185904493E-2,4.6012740864974193E-3,1.1222138249409187E-4,false,2.1100328402812393E-2,0,0,0,0,0,0]
[2039,81,{"$f":"IF(LOADPROFILE=0.1,Results_10PoE!C3238,IF(LOADPROFILE=0.5,Results_50PoE!C3238,\"Invalid Load Profile %\"))","v":0},82.994318181818187,55.32954545454546,27.66477272727273,0,0,66.201600126125328,0,0,0,0,0,3.2740551185904493E-2,4.6012740864974193E-3,1.1222138249409187E-4,false,2.1100328402812393E-2,0,0,0,0,0,0]
[2039,82,{"$f":"IF(LOADPROFILE=0.1,Results_10PoE!C3239,IF(LOADPROFILE=0.5,Results_50PoE!C3239,\"Invalid Load Profile %\"))","v":0},82.994318181818187,55.32954545454546,27.66477272727273,0,0,67.201600126125328,0,0,0,0,0,3.2740551185904493E-2,4.6012740864974193E-3,1.1222138249409187E-4,false,2.1100328402812393E-2,0,0,0,0,0,0]
[2039,83,{"$f":"IF(LOADPROFILE=0.1,Results_10PoE!C3240,IF(LOADPROFILE=0.5,Results_50PoE!C3240,\"Invalid Load Profile %\"))","v":0},82.994318181818187,55.32954545454546,27.66477272727273,0,0,68.201600126125328,0,0,0,0,0,3.2740551185904493E-2,4.6012740864974193E-3,1.1222138249409187E-4,false,2.1100328402812393E-2,0,0,0,0,0,0]
[2039,84,{"$f":"IF(LOADPROFILE=0.1,Results_10PoE!C3241,IF(LOADPROFILE=0.5,Results_50PoE!C3241,\"Invalid Load Profile %\"))","v":0},82.994318181818187,55.32954545454546,27.66477272727273,0,0,69.201600126125328,0,0,0,0,0,3.2740551185904493E-2,4.6012740864974193E-3,1.1222138249409187E-4,false,2.1100328402812393E-2,0,0,0,0,0,0]
[2039,85,{"$f":"IF(LOADPROFILE=0.1,Results_10PoE!C3242,IF(LOADPROFILE=0.5,Results_50PoE!C3242,\"Invalid Load Profile %\"))","v":0},82.994318181818187,55.32954545454546,27.66477272727273,0,0,70.201600126125328,0,0,0,0,0,3.2740551185904493E-2,4.6012740864974193E-3,1.1222138249409187E-4,false,2.1100328402812393E-2,0,0,0,0,0,0]
[2039,86,{"$f":"IF(LOADPROFILE=0.1,Results_10PoE!C3243,IF(LOADPROFILE=0.5,Results_50PoE!C3243,\"Invalid Load Profile %\"))","v":0},82.994318181818187,55.32954545454546,27.66477272727273,0,0,71.201600126125328,0,0,0,0,0,3.2740551185904493E-2,4.6012740864974193E-3,1.1222138249409187E-4,false,2.1100328402812393E-2,0,0,0,0,0,0]
[2039,87,{"$f":"IF(LOADPROFILE=0.1,Results_10PoE!C3244,IF(LOADPROFILE=0.5,Results_50PoE!C3244,\"Invalid Load Profile %\"))","v":0},82.994318181818187,55.32954545454546,27.66477272727273,0,0,72.201600126125328,0,0,0,0,0,3.2740551185904493E-2,4.6012740864974193E-3,1.1222138249409187E-4,false,2.1100328402812393E-2,0,0,0,0,0,0]
[2039,88,{"$f":"IF(LOADPROFILE=0.1,Results_10PoE!C3245,IF(LOADPROFILE=0.5,Results_50PoE!C3245,\"Invalid Load Profile %\"))","v":0},82.994318181818187,55.32954545454546,27.66477272727273,0,0,73.201600126125328,0,0,0,0,0,3.2740551185904493E-2,4.6012740864974193E-3,1.1222138249409187E-4,false,2.1100328402812393E-2,0,0,0,0,0,0]
[2039,89,{"$f":"IF(LOADPROFILE=0.1,Results_10PoE!C3246,IF(LOADPROFILE=0.5,Results_50PoE!C3246,\"Invalid Load Profile %\"))","v":0},82.994318181818187,55.32954545454546,27.66477272727273,0,0,74.201600126125328,0,0,0,0,0,3.2740551185904493E-2,4.6012740864974193E-3,1.1222138249409187E-4,false,2.1100328402812393E-2,0,0,0,0,0,0]
[2039,90,{"$f":"IF(LOADPROFILE=0.1,Results_10PoE!C3247,IF(LOADPROFILE=0.5,Results_50PoE!C3247,\"Invalid Load Profile %\"))","v":0},82.994318181818187,55.32954545454546,27.66477272727273,0,0,75.201600126125328,0,0,0,0,0,3.2740551185904493E-2,4.6012740864974193E-3,1.1222138249409187E-4,false,2.1100328402812393E-2,0,0,0,0,0,0]
[2039,91,{"$f":"IF(LOADPROFILE=0.1,Results_10PoE!C3248,IF(LOADPROFILE=0.5,Results_50PoE!C3248,\"Invalid Load Profile %\"))","v":0},82.994318181818187,55.32954545454546,27.66477272727273,0,0,76.201600126125328,0,0,0,0,0,3.2740551185904493E-2,4.6012740864974193E-3,1.1222138249409187E-4,false,2.1100328402812393E-2,0,0,0,0,0,0]
[2039,92,{"$f":"IF(LOADPROFILE=0.1,Results_10PoE!C3249,IF(LOADPROFILE=0.5,Results_50PoE!C3249,\"Invalid Load Profile %\"))","v":0},82.994318181818187,55.32954545454546,27.66477272727273,0,0,77.201600126125328,0,0,0,0,0,3.2740551185904493E-2,4.6012740864974193E-3,1.1222138249409187E-4,false,2.1100328402812393E-2,0,0,0,0,0,0]
[2039,93,{"$f":"IF(LOADPROFILE=0.1,Results_10PoE!C3250,IF(LOADPROFILE=0.5,Results_50PoE!C3250,\"Invalid Load Profile %\"))","v":0},82.994318181818187,55.32954545454546,27.66477272727273,0,0,78.201600126125328,0,0,0,0,0,3.2740551185904493E-2,4.6012740864974193E-3,1.1222138249409187E-4,false,2.1100328402812393E-2,0,0,0,0,0,0]
[2039,94,{"$f":"IF(LOADPROFILE=0.1,Results_10PoE!C3251,IF(LOADPROFILE=0.5,Results_50PoE!C3251,\"Invalid Load Profile %\"))","v":0},82.994318181818187,55.32954545454546,27.66477272727273,0,0,79.201600126125328,0,0,0,0,0,3.2740551185904493E-2,4.6012740864974193E-3,1.1222138249409187E-4,false,2.1100328402812393E-2,0,0,0,0,0,0]
[2039,95,{"$f":"IF(LOADPROFILE=0.1,Results_10PoE!C3252,IF(LOADPROFILE=0.5,Results_50PoE!C3252,\"Invalid Load Profile %\"))","v":0},82.994318181818187,55.32954545454546,27.66477272727273,0,0,80.201600126125328,0,0,0,0,0,3.2740551185904493E-2,4.6012740864974193E-3,1.1222138249409187E-4,false,2.1100328402812393E-2,0,0,0,0,0,0]
[2039,96,{"$f":"IF(LOADPROFILE=0.1,Results_10PoE!C3253,IF(LOADPROFILE=0.5,Results_50PoE!C3253,\"Invalid Load Profile %\"))","v":0},82.994318181818187,55.32954545454546,27.66477272727273,0,0,81.201600126125328,0,0,0,0,0,3.2740551185904493E-2,4.6012740864974193E-3,1.1222138249409187E-4,false,2.1100328402812393E-2,0,0,0,0,0,0]
[2039,97,{"$f":"IF(LOADPROFILE=0.1,Results_10PoE!C3254,IF(LOADPROFILE=0.5,Results_50PoE!C3254,\"Invalid Load Profile %\"))","v":0},82.994318181818187,55.32954545454546,27.66477272727273,0,0,82.201600126125328,0,0,0,0,0,3.2740551185904493E-2,4.6012740864974193E-3,1.1222138249409187E-4,false,2.1100328402812393E-2,0,0,0,0,0,0]
[2039,98,{"$f":"IF(LOADPROFILE=0.1,Results_10PoE!C3255,IF(LOADPROFILE=0.5,Results_50PoE!C3255,\"Invalid Load Profile %\"))","v":0},82.994318181818187,55.32954545454546,27.66477272727273,0,0,83.201600126125328,0,0,0,0,0,3.2740551185904493E-2,4.6012740864974193E-3,1.1222138249409187E-4,false,2.1100328402812393E-2,0,0,0,0,0,0]
[2039,99,{"$f":"IF(LOADPROFILE=0.1,Results_10PoE!C3256,IF(LOADPROFILE=0.5,Results_50PoE!C3256,\"Invalid Load Profile %\"))","v":0},82.994318181818187,55.32954545454546,27.66477272727273,0,0,84.201600126125328,0,0,0,0,0,3.2740551185904493E-2,4.6012740864974193E-3,1.1222138249409187E-4,false,2.1100328402812393E-2,0,0,0,0,0,0]
[2039,100,{"$f":"IF(LOADPROFILE=0.1,Results_10PoE!C3257,IF(LOADPROFILE=0.5,Results_50PoE!C3257,\"Invalid Load Profile %\"))","v":0},82.994318181818187,55.32954545454546,27.66477272727273,0,0,85.201600126125328,0,0,0,0,0,3.2740551185904493E-2,4.6012740864974193E-3,1.1222138249409187E-4,false,2.1100328402812393E-2,0,0,0,0,0,0]
[2039,101,{"$f":"IF(LOADPROFILE=0.1,Results_10PoE!C3258,IF(LOADPROFILE=0.5,Results_50PoE!C3258,\"Invalid Load Profile %\"))","v":0},82.994318181818187,55.32954545454546,27.66477272727273,0,0,86.201600126125328,0,0,0,0,0,3.2740551185904493E-2,4.6012740864974193E-3,1.1222138249409187E-4,false,2.1100328402812393E-2,0,0,0,0,0,0]
[2039,102,{"$f":"IF(LOADPROFILE=0.1,Results_10PoE!C3259,IF(LOADPROFILE=0.5,Results_50PoE!C3259,\"Invalid Load Profile %\"))","v":0},82.994318181818187,55.32954545454546,27.66477272727273,0,0,87.201600126125328,0,0,0,0,0,3.2740551185904493E-2,4.6012740864974193E-3,1.1222138249409187E-4,false,2.1100328402812393E-2,0,0,0,0,0,0]
[2039,103,{"$f":"IF(LOADPROFILE=0.1,Results_10PoE!C3260,IF(LOADPROFILE=0.5,Results_50PoE!C3260,\"Invalid Load Profile %\"))","v":0},82.994318181818187,55.32954545454546,27.66477272727273,0,0,88.201600126125328,0,0,0,0,0,3.2740551185904493E-2,4.6012740864974193E-3,1.1222138249409187E-4,false,2.1100328402812393E-2,0,0,0,0,0,0]
[2039,104,{"$f":"IF(LOADPROFILE=0.1,Results_10PoE!C3261,IF(LOADPROFILE=0.5,Results_50PoE!C3261,\"Invalid Load Profile %\"))","v":0},82.994318181818187,55.32954545454546,27.66477272727273,0,0,89.201600126125328,0,0,0,0,0,3.2740551185904493E-2,4.6012740864974193E-3,1.1222138249409187E-4,false,2.1100328402812393E-2,0,0,0,0,0,0]
[2039,105,{"$f":"IF(LOADPROFILE=0.1,Results_10PoE!C3262,IF(LOADPROFILE=0.5,Results_50PoE!C3262,\"Invalid Load Profile %\"))","v":0},82.994318181818187,55.32954545454546,27.66477272727273,0,0,90.201600126125328,0,0,0,0,0,3.2740551185904493E-2,4.6012740864974193E-3,1.1222138249409187E-4,false,2.1100328402812393E-2,0,0,0,0,0,0]
[2039,106,{"$f":"IF(LOADPROFILE=0.1,Results_10PoE!C3263,IF(LOADPROFILE=0.5,Results_50PoE!C3263,\"Invalid Load Profile %\"))","v":0},82.994318181818187,55.32954545454546,27.66477272727273,0,0,91.201600126125328,0,0,0,0,0,3.2740551185904493E-2,4.6012740864974193E-3,1.1222138249409187E-4,false,2.1100328402812393E-2,0,0,0,0,0,0]
[2039,107,{"$f":"IF(LOADPROFILE=0.1,Results_10PoE!C3264,IF(LOADPROFILE=0.5,Results_50PoE!C3264,\"Invalid Load Profile %\"))","v":0},82.994318181818187,55.32954545454546,27.66477272727273,0,0,92.201600126125328,0,0,0,0,0,3.2740551185904493E-2,4.6012740864974193E-3,1.1222138249409187E-4,false,2.1100328402812393E-2,0,0,0,0,0,0]
[2039,108,{"$f":"IF(LOADPROFILE=0.1,Results_10PoE!C3265,IF(LOADPROFILE=0.5,Results_50PoE!C3265,\"Invalid Load Profile %\"))","v":0},82.994318181818187,55.32954545454546,27.66477272727273,0,0,93.201600126125328,0,0,0,0,0,3.2740551185904493E-2,4.6012740864974193E-3,1.1222138249409187E-4,false,2.1100328402812393E-2,0,0,0,0,0,0]
[2039,109,{"$f":"IF(LOADPROFILE=0.1,Results_10PoE!C3266,IF(LOADPROFILE=0.5,Results_50PoE!C3266,\"Invalid Load Profile %\"))","v":0},82.994318181818187,55.32954545454546,27.66477272727273,0,0,94.201600126125328,0,0,0,0,0,3.2740551185904493E-2,4.6012740864974193E-3,1.1222138249409187E-4,false,2.1100328402812393E-2,0,0,0,0,0,0]
[2039,110,{"$f":"IF(LOADPROFILE=0.1,Results_10PoE!C3267,IF(LOADPROFILE=0.5,Results_50PoE!C3267,\"Invalid Load Profile %\"))","v":0},82.994318181818187,55.32954545454546,27.66477272727273,0,0,95.201600126125328,0,0,0,0,0,3.2740551185904493E-2,4.6012740864974193E-3,1.1222138249409187E-4,false,2.1100328402812393E-2,0,0,0,0,0,0]
[2039,111,{"$f":"IF(LOADPROFILE=0.1,Results_10PoE!C3268,IF(LOADPROFILE=0.5,Results_50PoE!C3268,\"Invalid Load Profile %\"))","v":0},82.994318181818187,55.32954545454546,27.66477272727273,0,0,96.201600126125328,0,0,0,0,0,3.2740551185904493E-2,4.6012740864974193E-3,1.1222138249409187E-4,false,2.1100328402812393E-2,0,0,0,0,0,0]
[2039,112,{"$f":"IF(LOADPROFILE=0.1,Results_10PoE!C3269,IF(LOADPROFILE=0.5,Results_50PoE!C3269,\"Invalid Load Profile %\"))","v":0},82.994318181818187,55.32954545454546,27.66477272727273,0,0,97.201600126125328,0,0,0,0,0,3.2740551185904493E-2,4.6012740864974193E-3,1.1222138249409187E-4,false,2.1100328402812393E-2,0,0,0,0,0,0]
[2039,113,{"$f":"IF(LOADPROFILE=0.1,Results_10PoE!C3270,IF(LOADPROFILE=0.5,Results_50PoE!C3270,\"Invalid Load Profile %\"))","v":0},82.994318181818187,55.32954545454546,27.66477272727273,0,0,98.201600126125328,0,0,0,0,0,3.2740551185904493E-2,4.6012740864974193E-3,1.1222138249409187E-4,false,2.1100328402812393E-2,0,0,0,0,0,0]
[2039,114,{"$f":"IF(LOADPROFILE=0.1,Results_10PoE!C3271,IF(LOADPROFILE=0.5,Results_50PoE!C3271,\"Invalid Load Profile %\"))","v":0},82.994318181818187,55.32954545454546,27.66477272727273,0,0,99.201600126125328,0,0,0,0,0,3.2740551185904493E-2,4.6012740864974193E-3,1.1222138249409187E-4,false,2.1100328402812393E-2,0,0,0,0,0,0]
[2039,115,{"$f":"IF(LOADPROFILE=0.1,Results_10PoE!C3272,IF(LOADPROFILE=0.5,Results_50PoE!C3272,\"Invalid Load Profile %\"))","v":0},82.994318181818187,55.32954545454546,27.66477272727273,0,0,100.20160012612533,0,0,0,0,0,3.2740551185904493E-2,4.6012740864974193E-3,1.1222138249409187E-4,false,2.1100328402812393E-2,0,0,0,0,0,0]
[2039,116,{"$f":"IF(LOADPROFILE=0.1,Results_10PoE!C3273,IF(LOADPROFILE=0.5,Results_50PoE!C3273,\"Invalid Load Profile %\"))","v":0},{"$f":"VLOOKUP($A3302,$Q$4:$AB$26,6,FALSE)","v":82.994318181818187},{"$f":"VLOOKUP($A3302,$Q$4:$AB$26,7,FALSE)","v":55.32954545454546},{"$f":"VLOOKUP($A3302,$Q$4:$AB$26,9,FALSE)","v":27.66477272727273},{"$f":"VLOOKUP($A3302,$Q$4:$AB$26,10,FALSE)","v":0},{"$f":"VLOOKUP($A3302,$Q$4:$AB$26,11,FALSE)","v":0},{"$f":"IF(B3302-VLOOKUP(A3302,$Q$4:$AB$26,12,FALSE)<0,0,B3302-VLOOKUP(A3302,$Q$4:$AB$26,12,FALSE))","v":101.20160012612533},{"$f":"IF(B3302=150,0,IF(IF($I3302>D3302,($I3302-D3302)*($C3302-$C3303),0)<0,0,IF($I3302>D3302,($I3302-D3302)*($C3302-$C3303),0)))*$Y$30","v":0},{"$f":"IF(C3302=150,0,IF(IF($I3302>E3302,($I3302-E3302)*($C3302-$C3303),0)<0,0,IF($I3302>E3302,($I3302-E3302)*($C3302-$C3303),0)))*$Y$30","v":0},{"$f":"IF(D3302=150,0,IF(IF($I3302>F3302,($I3302-F3302)*($C3302-$C3303),0)<0,0,IF($I3302>F3302,($I3302-F3302)*($C3302-$C3303),0)))*$Y$30","v":0},{"$f":"IF(E3302=150,0,IF(IF($I3302>G3302,($I3302-G3302)*($C3302-$C3303),0)<0,0,IF($I3302>G3302,($I3302-G3302)*($C3302-$C3303),0)))*$Y$30","v":0},{"$f":"IF(F3302=150,0,IF(IF($I3302>H3302,($I3302-H3302)*($C3302-$C3303),0)<0,0,IF($I3302>H3302,($I3302-H3302)*($C3302-$C3303),0)))*$Y$30","v":0},{"$f":"VLOOKUP($A3302, $Q$4:$BB$26,33,FALSE)","v":3.2740551185904493E-2},{"$f":"VLOOKUP($A3302, $Q$4:$BB$26,34,FALSE)","v":4.6012740864974193E-3},{"$f":"VLOOKUP($A3302, $Q$4:$BB$26,35,FALSE)","v":1.1222138249409187E-4},{"$f":"VLOOKUP($A3302, $Q$4:$BB$26,36,FALSE)","v":false},{"$f":"VLOOKUP($A3302, $Q$4:$BB$26,37,FALSE)","v":2.1100328402812393E-2},{"$f":"J3302*1000*($S$34/365)","v":0},{"$f":"O3302*K3302*1000*($T$34/365)","v":0},{"$f":"P3302*L3302*1000*($U$34/365)","v":0},{"$f":"Q3302*M3302*1000*($V$34/365)","v":0},{"$f":"R3302*N3302*1000*($W$34/365)","v":0},{"$f":"S3302*K3302*1000*($X$34/365)","v":0}]
[2039,117,{"$f":"IF(LOADPROFILE=0.1,Results_10PoE!C3274,IF(LOADPROFILE=0.5,Results_50PoE!C3274,\"Invalid Load Profile %\"))","v":0},82.994318181818187,55.32954545454546,27.66477272727273,0,0,102.20160012612533,0,0,0,0,0,3.2740551185904493E-2,4.6012740864974193E-3,1.1222138249409187E-4,false,2.1100328402812393E-2,0,0,0,0,0,0]
[2039,118,{"$f":"IF(LOADPROFILE=0.1,Results_10PoE!C3275,IF(LOADPROFILE=0.5,Results_50PoE!C3275,\"Invalid Load Profile %\"))","v":0},82.994318181818187,55.32954545454546,27.66477272727273,0,0,103.20160012612533,0,0,0,0,0,3.2740551185904493E-2,4.6012740864974193E-3,1.1222138249409187E-4,false,2.1100328402812393E-2,0,0,0,0,0,0]
[2039,119,{"$f":"IF(LOADPROFILE=0.1,Results_10PoE!C3276,IF(LOADPROFILE=0.5,Results_50PoE!C3276,\"Invalid Load Profile %\"))","v":0},82.994318181818187,55.32954545454546,27.66477272727273,0,0,104.20160012612533,0,0,0,0,0,3.2740551185904493E-2,4.6012740864974193E-3,1.1222138249409187E-4,false,2.1100328402812393E-2,0,0,0,0,0,0]
[2039,120,{"$f":"IF(LOADPROFILE=0.1,Results_10PoE!C3277,IF(LOADPROFILE=0.5,Results_50PoE!C3277,\"Invalid Load Profile %\"))","v":0},82.994318181818187,55.32954545454546,27.66477272727273,0,0,105.20160012612533,0,0,0,0,0,3.2740551185904493E-2,4.6012740864974193E-3,1.1222138249409187E-4,false,2.1100328402812393E-2,0,0,0,0,0,0]
[2039,121,{"$f":"IF(LOADPROFILE=0.1,Results_10PoE!C3278,IF(LOADPROFILE=0.5,Results_50PoE!C3278,\"Invalid Load Profile %\"))","v":0},82.994318181818187,55.32954545454546,27.66477272727273,0,0,106.20160012612533,0,0,0,0,0,3.2740551185904493E-2,4.6012740864974193E-3,1.1222138249409187E-4,false,2.1100328402812393E-2,0,0,0,0,0,0]
[2039,122,{"$f":"IF(LOADPROFILE=0.1,Results_10PoE!C3279,IF(LOADPROFILE=0.5,Results_50PoE!C3279,\"Invalid Load Profile %\"))","v":0},82.994318181818187,55.32954545454546,27.66477272727273,0,0,107.20160012612533,0,0,0,0,0,3.2740551185904493E-2,4.6012740864974193E-3,1.1222138249409187E-4,false,2.1100328402812393E-2,0,0,0,0,0,0]
[2039,123,{"$f":"IF(LOADPROFILE=0.1,Results_10PoE!C3280,IF(LOADPROFILE=0.5,Results_50PoE!C3280,\"Invalid Load Profile %\"))","v":0},82.994318181818187,55.32954545454546,27.66477272727273,0,0,108.20160012612533,0,0,0,0,0,3.2740551185904493E-2,4.6012740864974193E-3,1.1222138249409187E-4,false,2.1100328402812393E-2,0,0,0,0,0,0]
[2039,124,{"$f":"IF(LOADPROFILE=0.1,Results_10PoE!C3281,IF(LOADPROFILE=0.5,Results_50PoE!C3281,\"Invalid Load Profile %\"))","v":0},82.994318181818187,55.32954545454546,27.66477272727273,0,0,109.20160012612533,0,0,0,0,0,3.2740551185904493E-2,4.6012740864974193E-3,1.1222138249409187E-4,false,2.1100328402812393E-2,0,0,0,0,0,0]
[2039,125,{"$f":"IF(LOADPROFILE=0.1,Results_10PoE!C3282,IF(LOADPROFILE=0.5,Results_50PoE!C3282,\"Invalid Load Profile %\"))","v":0},82.994318181818187,55.32954545454546,27.66477272727273,0,0,110.20160012612533,0,0,0,0,0,3.2740551185904493E-2,4.6012740864974193E-3,1.1222138249409187E-4,false,2.1100328402812393E-2,0,0,0,0,0,0]
[2039,126,{"$f":"IF(LOADPROFILE=0.1,Results_10PoE!C3283,IF(LOADPROFILE=0.5,Results_50PoE!C3283,\"Invalid Load Profile %\"))","v":0},82.994318181818187,55.32954545454546,27.66477272727273,0,0,111.20160012612533,0,0,0,0,0,3.2740551185904493E-2,4.6012740864974193E-3,1.1222138249409187E-4,false,2.1100328402812393E-2,0,0,0,0,0,0]
[2039,127,{"$f":"IF(LOADPROFILE=0.1,Results_10PoE!C3284,IF(LOADPROFILE=0.5,Results_50PoE!C3284,\"Invalid Load Profile %\"))","v":0},82.994318181818187,55.32954545454546,27.66477272727273,0,0,112.20160012612533,0,0,0,0,0,3.2740551185904493E-2,4.6012740864974193E-3,1.1222138249409187E-4,false,2.1100328402812393E-2,0,0,0,0,0,0]
[2039,128,{"$f":"IF(LOADPROFILE=0.1,Results_10PoE!C3285,IF(LOADPROFILE=0.5,Results_50PoE!C3285,\"Invalid Load Profile %\"))","v":0},82.994318181818187,55.32954545454546,27.66477272727273,0,0,113.20160012612533,0,0,0,0,0,3.2740551185904493E-2,4.6012740864974193E-3,1.1222138249409187E-4,false,2.1100328402812393E-2,0,0,0,0,0,0]
[2039,129,{"$f":"IF(LOADPROFILE=0.1,Results_10PoE!C3286,IF(LOADPROFILE=0.5,Results_50PoE!C3286,\"Invalid Load Profile %\"))","v":0},82.994318181818187,55.32954545454546,27.66477272727273,0,0,114.20160012612533,0,0,0,0,0,3.2740551185904493E-2,4.6012740864974193E-3,1.1222138249409187E-4,false,2.1100328402812393E-2,0,0,0,0,0,0]
[2039,130,{"$f":"IF(LOADPROFILE=0.1,Results_10PoE!C3287,IF(LOADPROFILE=0.5,Results_50PoE!C3287,\"Invalid Load Profile %\"))","v":0},82.994318181818187,55.32954545454546,27.66477272727273,0,0,115.20160012612533,0,0,0,0,0,3.2740551185904493E-2,4.6012740864974193E-3,1.1222138249409187E-4,false,2.1100328402812393E-2,0,0,0,0,0,0]
[2039,131,{"$f":"IF(LOADPROFILE=0.1,Results_10PoE!C3288,IF(LOADPROFILE=0.5,Results_50PoE!C3288,\"Invalid Load Profile %\"))","v":0},82.994318181818187,55.32954545454546,27.66477272727273,0,0,116.20160012612533,0,0,0,0,0,3.2740551185904493E-2,4.6012740864974193E-3,1.1222138249409187E-4,false,2.1100328402812393E-2,0,0,0,0,0,0]
[2039,132,{"$f":"IF(LOADPROFILE=0.1,Results_10PoE!C3289,IF(LOADPROFILE=0.5,Results_50PoE!C3289,\"Invalid Load Profile %\"))","v":0},82.994318181818187,55.32954545454546,27.66477272727273,0,0,117.20160012612533,0,0,0,0,0,3.2740551185904493E-2,4.6012740864974193E-3,1.1222138249409187E-4,false,2.1100328402812393E-2,0,0,0,0,0,0]
[2039,133,{"$f":"IF(LOADPROFILE=0.1,Results_10PoE!C3290,IF(LOADPROFILE=0.5,Results_50PoE!C3290,\"Invalid Load Profile %\"))","v":0},82.994318181818187,55.32954545454546,27.66477272727273,0,0,118.20160012612533,0,0,0,0,0,3.2740551185904493E-2,4.6012740864974193E-3,1.1222138249409187E-4,false,2.1100328402812393E-2,0,0,0,0,0,0]
[2039,134,{"$f":"IF(LOADPROFILE=0.1,Results_10PoE!C3291,IF(LOADPROFILE=0.5,Results_50PoE!C3291,\"Invalid Load Profile %\"))","v":0},82.994318181818187,55.32954545454546,27.66477272727273,0,0,119.20160012612533,0,0,0,0,0,3.2740551185904493E-2,4.6012740864974193E-3,1.1222138249409187E-4,false,2.1100328402812393E-2,0,0,0,0,0,0]
[2039,135,{"$f":"IF(LOADPROFILE=0.1,Results_10PoE!C3292,IF(LOADPROFILE=0.5,Results_50PoE!C3292,\"Invalid Load Profile %\"))","v":0},82.994318181818187,55.32954545454546,27.66477272727273,0,0,120.20160012612533,0,0,0,0,0,3.2740551185904493E-2,4.6012740864974193E-3,1.1222138249409187E-4,false,2.1100328402812393E-2,0,0,0,0,0,0]
[2039,136,{"$f":"IF(LOADPROFILE=0.1,Results_10PoE!C3293,IF(LOADPROFILE=0.5,Results_50PoE!C3293,\"Invalid Load Profile %\"))","v":0},82.994318181818187,55.32954545454546,27.66477272727273,0,0,121.20160012612533,0,0,0,0,0,3.2740551185904493E-2,4.6012740864974193E-3,1.1222138249409187E-4,false,2.1100328402812393E-2,0,0,0,0,0,0]
[2039,137,{"$f":"IF(LOADPROFILE=0.1,Results_10PoE!C3294,IF(LOADPROFILE=0.5,Results_50PoE!C3294,\"Invalid Load Profile %\"))","v":0},82.994318181818187,55.32954545454546,27.66477272727273,0,0,122.20160012612533,0,0,0,0,0,3.2740551185904493E-2,4.6012740864974193E-3,1.1222138249409187E-4,false,2.1100328402812393E-2,0,0,0,0,0,0]
[2039,138,{"$f":"IF(LOADPROFILE=0.1,Results_10PoE!C3295,IF(LOADPROFILE=0.5,Results_50PoE!C3295,\"Invalid Load Profile %\"))","v":0},82.994318181818187,55.32954545454546,27.66477272727273,0,0,123.20160012612533,0,0,0,0,0,3.2740551185904493E-2,4.6012740864974193E-3,1.1222138249409187E-4,false,2.1100328402812393E-2,0,0,0,0,0,0]
[2039,139,{"$f":"IF(LOADPROFILE=0.1,Results_10PoE!C3296,IF(LOADPROFILE=0.5,Results_50PoE!C3296,\"Invalid Load Profile %\"))","v":0},82.994318181818187,55.32954545454546,27.66477272727273,0,0,124.20160012612533,0,0,0,0,0,3.2740551185904493E-2,4.6012740864974193E-3,1.1222138249409187E-4,false,2.1100328402812393E-2,0,0,0,0,0,0]
[2039,140,{"$f":"IF(LOADPROFILE=0.1,Results_10PoE!C3297,IF(LOADPROFILE=0.5,Results_50PoE!C3297,\"Invalid Load Profile %\"))","v":0},82.994318181818187,55.32954545454546,27.66477272727273,0,0,125.20160012612533,0,0,0,0,0,3.2740551185904493E-2,4.6012740864974193E-3,1.1222138249409187E-4,false,2.1100328402812393E-2,0,0,0,0,0,0]
[2039,141,{"$f":"IF(LOADPROFILE=0.1,Results_10PoE!C3298,IF(LOADPROFILE=0.5,Results_50PoE!C3298,\"Invalid Load Profile %\"))","v":0},82.994318181818187,55.32954545454546,27.66477272727273,0,0,126.20160012612533,0,0,0,0,0,3.2740551185904493E-2,4.6012740864974193E-3,1.1222138249409187E-4,false,2.1100328402812393E-2,0,0,0,0,0,0]
[2039,142,{"$f":"IF(LOADPROFILE=0.1,Results_10PoE!C3299,IF(LOADPROFILE=0.5,Results_50PoE!C3299,\"Invalid Load Profile %\"))","v":0},82.994318181818187,55.32954545454546,27.66477272727273,0,0,127.20160012612533,0,0,0,0,0,3.2740551185904493E-2,4.6012740864974193E-3,1.1222138249409187E-4,false,2.1100328402812393E-2,0,0,0,0,0,0]
[2039,143,{"$f":"IF(LOADPROFILE=0.1,Results_10PoE!C3300,IF(LOADPROFILE=0.5,Results_50PoE!C3300,\"Invalid Load Profile %\"))","v":0},82.994318181818187,55.32954545454546,27.66477272727273,0,0,128.20160012612533,0,0,0,0,0,3.2740551185904493E-2,4.6012740864974193E-3,1.1222138249409187E-4,false,2.1100328402812393E-2,0,0,0,0,0,0]
[2039,144,{"$f":"IF(LOADPROFILE=0.1,Results_10PoE!C3301,IF(LOADPROFILE=0.5,Results_50PoE!C3301,\"Invalid Load Profile %\"))","v":0},82.994318181818187,55.32954545454546,27.66477272727273,0,0,129.20160012612533,0,0,0,0,0,3.2740551185904493E-2,4.6012740864974193E-3,1.1222138249409187E-4,false,2.1100328402812393E-2,0,0,0,0,0,0]
[2039,145,{"$f":"IF(LOADPROFILE=0.1,Results_10PoE!C3302,IF(LOADPROFILE=0.5,Results_50PoE!C3302,\"Invalid Load Profile %\"))","v":0},82.994318181818187,55.32954545454546,27.66477272727273,0,0,130.20160012612533,0,0,0,0,0,3.2740551185904493E-2,4.6012740864974193E-3,1.1222138249409187E-4,false,2.1100328402812393E-2,0,0,0,0,0,0]
[2039,146,{"$f":"IF(LOADPROFILE=0.1,Results_10PoE!C3303,IF(LOADPROFILE=0.5,Results_50PoE!C3303,\"Invalid Load Profile %\"))","v":0},82.994318181818187,55.32954545454546,27.66477272727273,0,0,131.20160012612533,0,0,0,0,0,3.2740551185904493E-2,4.6012740864974193E-3,1.1222138249409187E-4,false,2.1100328402812393E-2,0,0,0,0,0,0]
[2039,147,{"$f":"IF(LOADPROFILE=0.1,Results_10PoE!C3304,IF(LOADPROFILE=0.5,Results_50PoE!C3304,\"Invalid Load Profile %\"))","v":0},82.994318181818187,55.32954545454546,27.66477272727273,0,0,132.20160012612533,0,0,0,0,0,3.2740551185904493E-2,4.6012740864974193E-3,1.1222138249409187E-4,false,2.1100328402812393E-2,0,0,0,0,0,0]
[2039,148,{"$f":"IF(LOADPROFILE=0.1,Results_10PoE!C3305,IF(LOADPROFILE=0.5,Results_50PoE!C3305,\"Invalid Load Profile %\"))","v":0},82.994318181818187,55.32954545454546,27.66477272727273,0,0,133.20160012612533,0,0,0,0,0,3.2740551185904493E-2,4.6012740864974193E-3,1.1222138249409187E-4,false,2.1100328402812393E-2,0,0,0,0,0,0]
[2039,149,{"$f":"IF(LOADPROFILE=0.1,Results_10PoE!C3306,IF(LOADPROFILE=0.5,Results_50PoE!C3306,\"Invalid Load Profile %\"))","v":0},82.994318181818187,55.32954545454546,27.66477272727273,0,0,134.20160012612533,0,0,0,0,0,3.2740551185904493E-2,4.6012740864974193E-3,1.1222138249409187E-4,false,2.1100328402812393E-2,0,0,0,0,0,0]
[2039,150,{"$f":"IF(LOADPROFILE=0.1,Results_10PoE!C3307,IF(LOADPROFILE=0.5,Results_50PoE!C3307,\"Invalid Load Profile %\"))","v":0},82.994318181818187,55.32954545454546,27.66477272727273,0,0,135.20160012612533,0,0,0,0,0,3.2740551185904493E-2,4.6012740864974193E-3,1.1222138249409187E-4,false,2.1100328402812393E-2,0,0,0,0,0,0]

{"sheet":"Q_Tables","index":3,"n_rows":42,"n_cols":15,"rows_kept":42,"cut":false,"hidden":false,"merged":[]}
[]
[null,null,null,null,null,null,null,null,null,null,null,null,null,null,"Source: NUREG CR-5485"]
[]
[]
[]
[null,null,null,null,null,null,null,"λ"]
["// Branches","# Required","# failures","Term"]
["m","k",null,null,"p(k+1)","Part A","Part B","Part C","Expression","Simplified","xref NUREG"]
[2,1,2,"Q2_1","β",{"$f":"ROUND(1/((FACT(A9-1)/FACT((A9-1)-(B9-1)))/(FACT(B9-1))),2)","v":1},1,{"$f":"\"(1-\"&E9&\")\"&$H$6","v":"(1-β)λ"},{"$f":"F9&\".\"&G9&\".\"&H9","v":"1.1.(1-β)λ"},"(1-β)λ","OK"]
[2,2,1,"Q2_2",0,{"$f":"ROUND(1/((FACT(A10-1)/FACT((A10-1)-(B10-1)))/(FACT(B10-1))),2)","v":1},{"$f":"E9","v":"β"},{"$f":"\"(1-\"&E10&\")\"&$H$6","v":"(1-0)λ"},{"$f":"F10&\".\"&G10&\".\"&H10","v":"1.β.(1-0)λ"},"βλ","OK"]
[]
[]
[3,1,3,"Q3_1","β",{"$f":"ROUND(1/((FACT(A13-1)/FACT((A13-1)-(B13-1)))/(FACT(B13-1))),2)","v":1},1,{"$f":"\"(1-\"&E13&\")\"&$H$6","v":"(1-β)λ"},{"$f":"F13&\".\"&G13&\".\"&H13","v":"1.1.(1-β)λ"},"(1-β)λ","OK"]
[3,2,2,"Q3_2","ϒ",{"$f":"ROUND(1/((FACT(A14-1)/FACT((A14-1)-(B14-1)))/(FACT(B14-1))),2)","v":0.5},{"$f":"E13","v":"β"},{"$f":"\"(1-\"&E14&\")\"&$H$6","v":"(1-ϒ)λ"},{"$f":"F14&\".\"&G14&\".\"&H14","v":"0.5.β.(1-ϒ)λ"},"0.5β(1-ϒ)λ","OK"]
[3,3,1,"Q3_3",0,{"$f":"ROUND(1/((FACT(A15-1)/FACT((A15-1)-(B15-1)))/(FACT(B15-1))),2)","v":1},"βϒ","(1-0)λ",{"$f":"F15&\".\"&G15&\".\"&H15","v":"1.βϒ.(1-0)λ"},"βϒλ","OK"]
[]
[4,1,4,"Q4_1","β",{"$f":"ROUND(1/((FACT(A17-1)/FACT((A17-1)-(B17-1)))/(FACT(B17-1))),2)","v":1},1,"(1-β)λ",{"$f":"F17&\".\"&G17&\".\"&H17","v":"1.1.(1-β)λ"},"(1-β)λ","N/A"]
[4,2,3,"Q4_2","γ",{"$f":"ROUND(1/((FACT(A18-1)/FACT((A18-1)-(B18-1)))/(FACT(B18-1))),2)","v":0.33},{"$f":"E17","v":"β"},"(1-γ)λ",{"$f":"F18&\".\"&G18&\".\"&H18","v":"0.33.β.(1-γ)λ"},"0.33β(1-ϒ)λ","N/A"]
[4,3,2,"Q4_3","δ",{"$f":"ROUND(1/((FACT(A19-1)/FACT((A19-1)-(B19-1)))/(FACT(B19-1))),2)","v":0.33},"βϒ","(1-δ)λ",{"$f":"F19&\".\"&G19&\".\"&H19","v":"0.33.βϒ.(1-δ)λ"},"0.33βϒ(1-δ)λ","N/A"]
[4,4,1,"Q4_4",0,{"$f":"ROUND(1/((FACT(A20-1)/FACT((A20-1)-(B20-1)))/(FACT(B20-1))),2)","v":1},"βϒδ","(1-0)λ",{"$f":"F20&\".\"&G20&\".\"&H20","v":"1.βϒδ.(1-0)λ"},"βϒδλ","N/A"]
[]
[]
[]
[]
[]
[]
[]
[]
[]
[]
[]
[]
[]
[]
[]
[]
[]
[]
[]
[]
[]
[null,null,null,null,null,null,null,null,null,null,null,null,null,null,"https://en.wikipedia.org/wiki/List_of_mathematical_symbols"]

{"sheet":"Load","index":4,"n_rows":112,"n_cols":47,"rows_kept":112,"cut":false,"hidden":false,"merged":[[0,1,0,2]]}
[{"$f":"Engine!$C$1","v":"MC"},"MVA",null,"based on 2018 forecasts",null,null,null,null,null,null,null,null,null,null,null,null,"Load Forecast","Actual >",null,null,null,null,null,null,null,null,null,"Trend (Linear) >"]
[null,"10% Forecast","50% Forecast","NIEIR 10%","NIEIR 50%","Difference",{"$f":"CONCATENATE(\"Growth Profile \",A14,\"+\")","v":"Growth Profile 2026+"},"10% Forecast","50% Forecast","10% POE Growth","Selected Load",null,"Change in forecast",0,null,"Load transfer (MW)","ZSS",{"$f":"2018","v":2018},{"$f":"R2+1","v":2019},{"$f":"S2+1","v":2020},2021,2022,2023,2024,2025,2026,2027,2028,{"$f":"AB2+1","v":2029},{"$f":"AC2+1","v":2030},2031,2032,2033,2034,2035,2036,2037,2038,2039,2040,2041,"ZSS","Extra xFer","Extra xFer Yr","Extra xFer Cost",2018,"Power factor"]
[null,null,null,null,null,null,null,null,null,null,null,null,null,null,null,null,"BH",44.200461468185289,47.801153637672044,48.206014482545079,48.818428791267593,50.073431345660715,51.865591494320455,52.594073006956251,53.742159813178759,54.781292547268983,55.716133800172145,56.099122836439292,57.281778494590981,58.180185859187077,59.078593223782946,59.977000588378814,60.875407952974911,61.773815317570779,62.672222682166876,63.570630046762744,64.469037411358613,65.367444775954709,66.265852140550578,67.164259505146447,68.062666869742543,{"$f":"Q3","v":"BH"},null,9999,null,14.711853472132692,0.99984411816593843]
[null,null,null,null,null,null,null,null,null,null,null,null,"POE",{"$f":"LOADPROFILE","v":0.5},null,null,"BR",29.54094375611993,30.959044851406382,31.023618299559669,30.967884508698265,30.905680997269272,31.209895178156309,31.307996370440755,31.923687420303327,32.513017653545567,33.060293537504172,33.165177422610427,33.84932494734278,34.334421769496885,34.819518591650876,35.304615413804868,35.789712235958859,36.274809058112965,36.759905880266956,37.245002702420948,37.730099524574939,38.215196346729044,38.700293168883036,39.185389991037027,39.670486813191019,"BR",null,9999,null,8.0024848641313291,0.98669117329170808]
[null,null,null,null,null,null,null,null,null,null,null,null,null,null,null,null,"BT",30.363631536221988,31.867951500703267,32.40751388971308,32.615151925669601,32.798992787123318,33.125138299523989,33.16617379586814,33.82579826329475,34.458238289068454,35.046420157243766,35.119200440621228,35.861168744255906,36.373836262601458,36.886503780946782,37.399171299292334,37.911838817637886,38.424506335983438,38.937173854328989,39.449841372674541,39.962508891020093,40.475176409365417,40.987843927710969,41.500511446056521,42.013178964402073,"BT",null,9999,null,6.6316333146768507,0.99573711888657013]
[{"$f":"2018","v":2018},{"$f":"K6*(1+$N$2)","v":53.294422113170455},{"$f":"I6","v":53.294422113170455},2101.5370331392328,1914.687655620256,{"$f":"(D6-E6)/E6","v":9.7587393416628893E-2},null,{"$f":"VLOOKUP($A$1, $Q$3:$AO$54, MATCH($A6,$Q$2:$AO$2,0), FALSE)","v":58.495285850840311},{"$f":"H6/(1+F6)","v":53.294422113170455},null,{"$f":"IF($N$4=0.1,H6,I6)","v":53.294422113170455},{"$f":"MATCH(A6, $Q$2:$AC$2,0)","v":2},null,"NIEIR 10%","NIEIR 50%",{"$f":"VLOOKUP($A$1, $AP$3:$AV$54, MATCH($A6,$AP$2:$AV$2,0), FALSE)","v":18.676353193009618},"BU",30.039668826863107,31.646855255927864,31.612871370833403,31.36348094267294,31.25423473657537,31.597695447114088,31.647106365307021,32.182583636469467,32.684769120163445,33.109416134801101,33.236866721601977,33.804054358945109,34.214689680037282,34.625325001129454,35.035960322221513,35.446595643313685,35.857230964405858,36.26786628549803,36.678501606590203,37.089136927682375,37.499772248774548,37.910407569866607,38.321042890958779,38.731678212050952,"BU",null,9999,null,6.7833440943736667,0.98927000080788974]
[{"$f":"A6+1","v":2019},{"$f":"K7*(1+$N$2)","v":57.889373709675795},{"$f":"I7","v":57.889373709675795},2223,2009,0.10652065704330513,null,{"$f":"VLOOKUP($A$1, $Q$3:$AO$54, MATCH($A7,$Q$2:$AO$2,0), FALSE)","v":64.055787833055888},{"$f":"H7/(1+F7)","v":57.889373709675795},{"$f":"(H7-H6)/H6","v":9.5058976143727963E-2},{"$f":"IF($N$4=0.1,H7,I7)","v":57.889373709675795},3,null,{"$f":"(D8-D7)/D7","v":8.5470085470085479E-3},{"$f":"(E8-E7)/E7","v":1.4932802389248383E-3},{"$f":"P6*(1-$O$23)","v":18.470509383611176},"BW",22.964601716552888,24.165355197263562,24.213859002813145,24.063593576506861,23.954033485839506,24.230417693126125,24.268398993933399,24.620752931420121,24.978493256085645,25.323409205350668,25.611720480833863,25.977344747844086,26.316274672617283,26.655204597390366,26.994134522163563,27.33306444693676,27.671994371709843,28.01092429648304,28.349854221256123,28.68878414602932,29.027714070802404,29.3666439955756,29.705573920348684,30.044503845121881,"BW",null,9999,null,4.4058920326963396,0.99473905457560863]
[2020,57.574840288842218,57.574840288842218,2242,2012,0.1143141153081511,null,64.156457220469306,57.574840288842218,{"$f":"(H8-H7)/H7","v":1.5715892477317765E-3},57.574840288842218,4,null,{"$f":"(D9-D8)/D8","v":2.6761819803746653E-3},2.982107355864811E-3,{"$f":"P7*(1-$O$23)","v":18.266934308019049},"CDA",35.683221791957671,35.0233493055023,36.001690760105092,36.73781397004219,37.31158527085141,37.801048555096905,37.857520125487618,38.680438433472901,39.427107741186163,40.106134954812887,40.262930932182591,41.137781877847374,41.761433691320462,42.385085504793324,43.008737318266412,43.632389131739274,44.256040945212362,44.879692758685223,45.503344572158312,46.126996385631401,46.750648199104262,47.374300012577351,47.997951826050212,48.6216036395233,"CDA",null,9999,null,22.070736120059973,0.99185372931472315]
[2021,57.367320173818619,57.367320173818619,2248,2018,0.11397423191278494,null,63.905716427524411,57.367320173818619,{"$f":"(H9-H8)/H8","v":-3.9082705593178595E-3},57.367320173818619,5,null,4.8932384341637009E-3,8.4241823587710603E-3,18.06560296109415,"CFD",47.993388826363159,53.916986452749768,55.49572308836693,56.591879952854534,56.995598211755464,57.658976461635973,57.809636955912204,58.956469707228699,59.698096420784672,60.405558018080278,60.843600417559507,61.79777687415708,62.549478397571647,63.301179920986215,64.052881444400782,64.804582967815577,65.556284491230144,66.307986014644712,67.059687538059279,67.811389061474074,68.563090584888641,69.314792108303209,70.066493631717776,70.818195155132344,"CFD",null,9999,null,12.953216327242171,0.99293596255021155]
[2022,57.53536343616998,57.53536343616998,2259,2035,0.11007371007371007,null,63.868494350028499,57.53536343616998,-5.8245301949044574E-4,57.53536343616998,6,null,1.5050907481186366E-2,1.8673218673218674E-2,17.866490613294726,"CM",23.851442906846543,27.549256300369567,28.179121922148337,28.535075077478066,28.875555178059454,29.745298128962261,30.665714501334516,31.826333118993031,32.626718999577584,33.010165150900647,33.082165916891462,34.047239996446024,34.648913482748185,35.250586969050346,35.852260455352507,36.453933941654668,37.055607427956829,37.65728091425899,38.258954400561151,38.860627886863085,39.462301373165246,40.063974859467407,40.665648345769569,41.26732183207173,"CM",null,9999,null,5.2268792212670636,0.99990462310492356]
[2023,58.357593530964749,58.357593530964749,2293,2073,0.10612638687891944,null,64.550874079354642,58.357593530964749,1.0684136776207548E-2,58.357593530964749,7,null,6.1055385957261227E-3,8.6830680173661367E-3,17.669572807638822,"CRM",73.464150559602558,88.296186923612026,88.850345205234333,88.697676715292928,88.981347013993911,90.044926069070584,90.550485513565704,92.317483239917479,94.120818738654791,95.892392785714136,97.316405547040944,99.171542048802166,100.88221701007706,102.59289197135195,104.30356693262638,106.01424189390127,107.72491685517571,109.4355918164506,111.14626677772549,112.85694173899992,114.56761670027481,116.27829166154925,117.98896662282414,119.69964158409903,"CRM",null,9999,null,14.39723414583092,0.99809398099999336]
[2024,58.59997557001526,58.59997557001526,2307,2091,0.10329985652797705,null,64.653344638940794,58.59997557001526,1.5874387612502549E-3,58.59997557001526,8,null,2.0806241872561769E-2,1.2434241989478718E-2,17.474825356700226,"DC",81.727150477290749,93.906880640379327,95.127599255695216,96.09862068597613,97.296742623836877,99.28337625311562,100.1877957533915,101.84362962608488,103.39802315303419,104.71350312065573,105.10851047902921,106.86368331019321,108.13481360477772,109.40594389936268,110.67707419394719,111.9482044885317,113.21933478311621,114.49046507770117,115.76159537228568,117.03272566687019,118.3038559614547,119.57498625603967,120.84611655062417,122.11724684520868,"DC",null,9999,null,18.547082516377621,0.99966543225630944]
[2025,59.35858585203723,59.35858585203723,2355,2117,0.11242324043457723,null,66.031870421137313,{"$f":"H13/(1+F13)","v":59.35858585203723},2.1321801523106833E-2,59.35858585203723,9,null,1.9532908704883226E-2,2.0311761927255551E-2,17.282224339637537,"DMA",40.566161430614969,46.627184256919101,47.111493672134095,47.419626224710541,47.891593741339094,49.030751260511636,49.852099540619093,51.287405061792903,52.706251481562759,54.024198294865577,54.861847999578622,56.37324752098084,57.648876536080024,58.924505551179209,60.200134566278393,61.475763581377578,62.751392596476762,64.027021611575947,65.302650626675131,66.578279641774316,67.8539086568735,69.129537671972685,70.405166687071869,71.680795702171054,"DMA",null,9999,null,21.467285369397832,0.99509388501541252]
[2026,60.591055995099055,60.591055995099055,2401,2160,0.11157407407407408,null,67.351446964922602,{"$f":"H14/(1+F14)","v":60.591055995099055},1.9983934051380162E-2,60.591055995099055,10,null,1.7909204498125782E-2,1.3888888888888888E-2,17.091746099255953,"DN",69.437404346719049,85.221282172569175,85.443919141731229,84.963773272486108,84.717354633789881,85.675690986192748,85.979447158931904,87.640028958708598,89.33677723681096,91.005510899690236,92.015032824388442,93.82635539727471,95.370020724464212,96.913686051653713,98.457351378843214,100.00101670603271,101.54468203322222,103.08834736041172,104.63201268760122,106.17567801479072,107.71934334198022,109.26300866916972,110.80667399635922,112.35033932354827,"DN",null,9999,null,15.979796880167498,0.99074066697132324]
[2027,61.449851383897183,61.449851383897183,2444,2190,0.11598173515981736,null,68.576911772714482,61.449851383897183,{"$f":"(H15-H14)/H14","v":1.8195077656313993E-2},61.449851383897183,11,null,7.3649754500818331E-3,9.1324200913242004E-3,16.903367239101463,"DSH",62.79772511012866,69.357901941636115,70.030520296412817,69.670281987853699,69.464554996865218,70.297441658938595,70.56148339614721,72.005344510805855,73.481294196838121,74.933456832350615,75.812222037485625,77.387637075992188,78.730596036414227,80.073554996836265,81.416513957258758,82.759472917680796,84.102431878102834,85.445390838525327,86.788349798947365,88.131308759369404,89.474267719791442,90.817226680213935,92.160185640635973,93.503144601058011,"DSH",null,9999,null,18.231391132941489,0.98795640912006089]
[2028,61.693679865478956,61.693679865478956,2462,2210,0.11402714932126697,null,68.72843431167837,{"$f":"H16/(1+F16)","v":61.693679865478956},{"$f":"(H16-H15)/H15","v":2.2095270120369675E-3},61.693679865478956,12,null,7.717303005686434E-3,1.4027149321266969E-2,16.717064620587063,"DVY",79.446732534416299,86.491650990539739,87.504924964781424,88.151143742654398,89.281738218221136,90.865866297587559,91.20787091358423,93.075806614100131,94.981515649982668,96.853063815354275,97.984049818929449,100.01934586597372,101.75230736716776,103.48526886836225,105.21823036955675,106.95119187075125,108.68415337194574,110.41711487314024,112.15007637433473,113.88303787552923,115.61599937672372,117.34896087791822,119.08192237911271,120.81488388030721,"DVY",null,9999,null,17.419146603350224,0.9552939063064444]
[2029,63.478712176243036,63.478712176243036,2481,2241,0.107095046854083,null,70.276967830994636,63.478712176243036,{"$f":"(H17-H16)/H16","v":2.2531191563215022E-2},{"$f":"IF($N$4=0.1,H17,I17)","v":63.478712176243036},{"$f":"MATCH(A17, $Q$2:$AC$2,0)","v":13},"Avg",{"$f":"AVERAGE(N7:N16)","v":1.1060350856979845E-2},{"$f":"AVERAGE(O7:O16)","v":1.1005031886235986E-2},16.532815360150632,"EB",57.510236208897808,63.488125379123687,64.516318232562654,65.409691425943947,66.345958814209951,68.257907424534963,69.326135220553709,70.312332234014818,71.627359014849048,72.823818647641446,73.100169712646561,74.455829585284846,75.461785125065944,76.46774066484727,77.473696204628368,78.479651744409693,79.485607284191019,80.491562823972117,81.497518363753215,82.503473903534768,83.509429443315867,84.515384983096965,85.521340522878518,86.527296062659616,"EB",null,9999,null,14.826291426265108,0.99993476825656358]
[2030,64.444773828080812,64.444773828080812,null,null,{"$f":"F17","v":0.107095046854083},{"$f":"AVERAGE(J9:J17)","v":1.0224709307189165E-2},71.346489900699908,{"$f":"H18/(1+F18)","v":64.444773828080812},null,64.444773828080812,null,null,null,null,16.350596826444157,"EL",30.675193648956331,34.873896496047649,35.305109903488699,35.541796773856568,35.804865997934826,36.204501365566287,36.313954252014909,37.005927555061746,37.712836468268549,38.548586640791605,38.818564811973154,39.645538007315736,40.300726027880273,40.955914048445038,41.611102069009576,42.266290089574341,42.921478110138878,43.576666130703416,44.23185415126818,44.887042171832718,45.542230192397483,46.19741821296202,46.852606233526785,47.507794254091323,"EL",null,9999,null,7.5088025352527801,0.9993280976532849]
[2031,65.410835479918177,65.410835479918177,null,null,0.107095046854083,1.0224709307189165E-2,72.416011970404725,65.410835479918177,null,65.410835479918177,null,null,"PoE","Weighting",16.170386637553904,"EM",31.271037425421426,35.061973282638142,36.081473798734258,37.194452160190174,38.143059759722767,38.600169359489932,38.695849033617549,39.424647558735899,40.16924431954839,41.04963536813726,41.334052876628668,42.20510447996071,42.895244029503147,43.585383579045583,44.275523128587793,44.965662678130229,45.655802227672666,46.345941777214875,47.036081326757312,47.726220876299749,48.416360425841958,49.106499975384395,49.796639524926832,50.486779074469041,"EM",null,9999,null,6.182631010514255,0.99593218578538756]
[2032,66.376897131755939,66.376897131755939,null,null,0.107095046854083,1.0224709307189165E-2,73.485534040109997,66.376897131755939,null,66.376897131755939,null,null,0.1,{"$f":"'ZSS Summary'!N10","v":0.3},15.992162658251262,"EW",24.857779331994553,26.475253689132305,26.56521194219718,26.584336905394558,26.615041340529153,26.918709671516392,27.055572072039393,27.581535877342446,28.117932101125756,28.644525586587115,28.962722100446552,29.535644477325945,30.023373453931868,30.51110243053779,30.998831407143598,31.48656038374952,31.974289360355442,32.462018336961364,32.949747313567173,33.437476290173095,33.925205266779017,34.412934243384939,34.900663219990861,35.388392196596669,"EW",null,9999,null,5.3846672417006838,0.99610259240307564]
[2033,67.342958783593716,67.342958783593716,null,null,0.107095046854083,1.0224709307189165E-2,74.555056109815268,67.342958783593716,null,67.342958783593716,null,null,0.5,{"$f":"'ZSS Summary'!N11","v":0.7},15.815902997273867,"FSH",67.269723709093228,74.501407294809383,74.601718682382341,74.18910044062757,74.007817700290886,74.451414451018081,74.68836212399205,75.703730884833917,76.735321277360029,77.730572918099256,78.443543407557826,79.521467502487667,80.475187962527343,81.428908422567019,82.382628882606696,83.336349342646372,84.290069802686048,85.243790262725724,86.197510722765401,87.151231182805077,88.104951642844753,89.058672102884429,90.012392562924333,90.966113022964009,"FSH",null,9999,null,21.067594861996383,0.99203500059384175]
[2034,68.309020435431492,68.309020435431492,null,null,0.107095046854083,1.0224709307189165E-2,75.62457817952054,68.309020435431492,null,68.309020435431492,null,null,null,null,15.641586004636693,"FTN",51.867647859869933,57.183669996634613,57.54444189255414,57.045264048803716,56.707599161740035,57.069688535289799,57.158806370360978,57.985667535721227,58.825368727349186,59.635150571957197,60.524246285104489,61.339956757815571,62.177993044387904,63.016029330960009,63.854065617532342,64.692101904104675,65.530138190677008,66.36817447724934,67.206210763821673,68.044247050394006,68.882283336966111,69.720319623538444,70.558355910110777,71.396392196683109,"FTN",null,9999,null,17.854490549836061,0.99694220516429954]
[2035,69.275082087269269,69.275082087269269,null,null,0.107095046854083,1.0224709307189165E-2,76.694100249225812,69.275082087269269,null,69.275082087269269,null,null,"Avg Load growth",{"$f":"O20*N17+O17*O21","v":1.1021627577459142E-2},15.46919026897279,"GW",63.496172457557968,71.195076437945715,72.747558898163518,73.619070656082357,73.965546004633936,74.908121097773957,75.140101239122245,76.729245398665753,78.172603682798496,79.486343315201978,79.78985038186002,81.480607664133004,82.686267284334008,83.891926904535467,85.097586524736471,86.303246144937475,87.508905765138934,88.714565385339938,89.920225005540942,91.125884625742401,92.331544245943405,93.537203866144864,94.742863486345868,95.948523106546872,"GW",null,9999,null,19.079119779598159,0.9999832689018735]
[2036,70.241143739107031,70.241143739107031,null,null,0.107095046854083,1.0224709307189165E-2,77.763622318931084,70.241143739107031,null,70.241143739107031,null,null,null,null,15.298694614903317,"HGS",47.520076113447942,50.447752363144858,50.518879366668507,50.263936315546125,50.39196567246335,50.917968292908974,50.99621991044377,51.722234543147991,52.459475909395202,53.170405936946885,53.679497632392753,54.449984837774309,55.131457521544007,55.812930205313705,56.494402889083403,57.175875572853101,57.857348256622799,58.538820940392498,59.220293624162196,59.901766307931894,60.583238991701592,61.264711675471062,61.94618435924076,62.627657043010458,"HGS",null,9999,null,13.747783925299636,0.99983371690200751]
[2037,71.207205390944807,71.207205390944807,null,null,0.107095046854083,1.0224709307189165E-2,78.833144388636356,71.207205390944807,null,71.207205390944807,null,null,null,null,15.130078100436572,"HT",45.818974832734973,52.475174682660814,53.796556981748445,55.078764208755679,55.807184682916272,56.209344496981679,56.324019460176217,57.4939469767193,58.619486069770531,59.669398557402161,59.799513021268638,61.119204427927798,62.031848298214527,62.944492168501256,63.857136038787985,64.769779909074714,65.682423779361443,66.595067649648399,67.507711519935128,68.420355390221857,69.332999260508586,70.245643130795315,71.158287001082272,72.070930871369001,"HT",null,9999,null,19.001128941163966,0.99962215487797557]
[2038,{"$f":"K26*(1+$N$2)","v":72.173267042782584},{"$f":"I26","v":72.173267042782584},null,null,0.107095046854083,1.0224709307189165E-2,79.902666458341628,{"$f":"H26/(1+F26)","v":72.173267042782584},null,{"$f":"IF($N$4=0.1,H26,I26)","v":72.173267042782584},null,null,null,null,14.963320014395689,"K",37.100863841080702,45.707099992560259,46.279589224989905,46.985356855072617,47.957253181680997,49.147153782859633,49.71277148793461,50.63303718686678,51.572680275849656,52.49619655155972,53.054714436354033,54.057993566172399,54.912698092325627,55.767402618478854,56.622107144631855,57.476811670785082,58.33151619693831,59.186220723091537,60.040925249244765,60.895629775397765,61.750334301550993,62.60503882770422,63.459743353857448,64.314447880010675,"K",null,9999,null,8.1414844387131353,0.98870552996372751]
[2039,{"$f":"K27*(1+$N$2)","v":73.13932869462036},{"$f":"I27","v":73.13932869462036},null,null,0.107095046854083,1.0224709307189165E-2,80.9721885280469,{"$f":"H27/(1+F27)","v":73.13932869462036},null,{"$f":"IF($N$4=0.1,H27,I27)","v":73.13932869462036},null,null,null,null,14.798399873874679,"KBH",26.26998242009094,35.356570474930358,37.198460673627558,38.52807030782553,39.518050802593365,40.458909406790021,41.253162494409167,42.294628376530568,43.345392216962324,44.372452190481191,45.184485699702662,46.272165262978433,47.266212285432175,48.260259307886145,49.254306330339887,50.248353352793629,51.242400375247371,52.236447397701113,53.230494420154855,54.224541442608597,55.218588465062339,56.212635487516081,57.206682509969824,58.200729532423566,"KBH",null,9999,null,35.301242389869856,0.98002681200742858]
[2040,{"$f":"K28*(1+$N$2)","v":74.105390346458123},{"$f":"I28","v":74.105390346458123},null,null,0.107095046854083,1.0224709307189165E-2,82.041710597752171,{"$f":"H28/(1+F28)","v":74.105390346458123},null,{"$f":"IF($N$4=0.1,H28,I28)","v":74.105390346458123},null,null,null,null,14.635297421722514,"LD",48.610701081843011,58.495520928112128,58.556946745411864,58.218654124021526,57.923604185131978,58.275224734604265,58.652619564887878,59.460947999087104,60.282618129607712,61.075734372969542,61.731057647943359,62.572094304897064,63.349260558896503,64.126426812895716,64.903593066895155,65.680759320894595,66.457925574893807,67.235091828893246,68.012258082892458,68.789424336891898,69.56659059089111,70.343756844890549,71.120923098889989,71.898089352889201,"LD",null,9999,null,29.847422351344338,0.99734887014842488]
[null,null,null,null,null,null,null,null,null,null,null,null,null,null,null,14.47399262405494,"LWN",45.732314168214948,47.822653783378868,47.766758427394286,47.366722209244031,47.216017220386242,47.542668616671122,47.714687033364477,48.408222135900395,49.112092595833403,49.790487249790445,50.534898958568149,51.218884283980515,51.921153180410329,52.623422076840143,53.32569097326973,54.027959869699544,54.730228766129358,55.432497662558944,56.134766558988758,56.837035455418572,57.539304351848159,58.241573248277973,58.943842144707787,59.646111041137374,"LWN",null,9999,null,27.260477568387941,0.98768972783143383]
[1,{"$f":"A30+1","v":2},{"$f":"B30+1","v":3},4,5,6,7,8,9,10,11,12,null,null,null,null,"M",35.297425156499351,42.050048294844274,42.276180518713041,41.989856739324672,41.902586922491622,42.317211150349898,42.379502763076985,43.218217900794109,44.022261824125088,44.769951836655352,45.151439811303618,46.036957236885428,46.746518040116825,47.456078843348223,48.165639646579621,48.875200449811018,49.584761253042643,50.294322056274041,51.003882859505438,51.713443662736836,52.423004465968461,53.132565269199858,53.842126072431256,54.551686875662654,"M",null,9999,null,4.1197453388402128,0.99520579765071149]
[null,null,null,null,null,null,null,null,null,null,null,null,null,null,null,null,"MC",58.495285850840311,64.055787833055888,64.156457220469306,63.905716427524411,63.868494350028499,64.550874079354642,64.653344638940794,66.031870421137313,67.351446964922602,68.576911772714482,68.72843431167837,70.276967830994636,71.346489900699908,72.416011970404725,73.485534040109997,74.555056109815268,75.62457817952054,76.694100249225812,77.763622318931084,78.833144388636356,79.902666458341628,80.9721885280469,82.041710597752171,83.111232667457443,"MC",null,9999,null,18.676353193009618,0.99180409682250636]
[null,null,null,null,null,null,null,null,null,null,null,null,null,null,null,null,"MGE",73.402903024875542,84.332649253761261,84.424947108504057,83.991714527662836,84.053827519782843,85.012569181619938,85.144346179151967,86.800774319495034,88.492006565245859,90.15413749245451,91.159127585283741,92.964956223892841,94.503248822415117,96.041541420937392,97.579834019459668,99.118126617981943,100.65641921650422,102.19471181502649,103.73300441354877,105.27129701207105,106.80958961059332,108.3478822091156,109.88617480763833,111.4244674061606,"MGE",null,9999,null,23.235295770812815,0.99910305737589988]
[null,null,null,null,null,null,null,null,null,null,null,null,null,null,null,null,"MR",46.801945643308756,50.084235896684355,50.355156345929842,50.40949795232698,50.534424332737856,51.060312476689035,51.128346305405969,52.190664988381933,53.20774995984366,54.152458122930483,54.269276947206713,55.462795590198539,56.287161032013728,57.11152647382869,57.935891915643651,58.760257357458613,59.584622799273575,60.408988241088764,61.233353682903726,62.057719124718687,62.882084566533649,63.706450008348611,64.5308154501638,65.355180891978762,"MR",null,9999,null,14.031267610444509,0.99943535994705412]
[null,null,null,null,null,null,null,null,null,null,null,null,null,null,null,null,"MTN",63.104963733669898,66.826660206196919,66.920920172628243,66.741775755635359,67.15015026916781,68.732880167563579,69.453804623608463,71.437140115315444,73.398641303118254,75.221399891033954,75.941895656288168,78.118708870196315,79.794753054304238,81.47079723841216,83.146841422520083,84.822885606627551,86.498929790735474,88.174973974843397,89.851018158950865,91.527062343058788,93.20310652716671,94.879150711274633,96.555194895382101,98.231239079490024,"MTN",null,9999,null,15.296769954097417,0.99970306807063825]
[null,null,null,null,null,null,null,null,null,null,null,null,null,null,null,null,"NB",46.446466427106557,50.696039013914962,50.73719315153469,50.45496641116253,50.477761285328221,51.018738207902359,51.091586244644702,52.183566584306561,53.228089190284365,54.197490112246605,54.317311472336463,55.543220915760912,56.389758314093342,57.236295712425544,58.082833110757974,58.929370509090404,59.775907907422834,60.622445305755036,61.468982704087466,62.315520102419896,63.162057500752098,64.008594899084528,64.855132297416958,65.70166969574916,{"$f":"Q35","v":"NB"},null,9999,null,9.6022959744013558,0.98085033727170579]
[null,null,null,null,null,null,null,null,null,null,null,null,null,null,null,null,"NO",51.699628220567512,60.516924504925463,61.275580497148795,62.099192279924509,63.255100712117709,64.456621314797403,66.030989065854882,67.636258245108166,68.748424211264165,69.762416108404764,70.139231576529411,71.566256706825698,72.600520995290481,73.634785283754809,74.669049572219592,75.70331386068392,76.737578149148703,77.771842437613032,78.806106726077815,79.840371014542143,80.874635303006926,81.908899591471254,82.943163879936037,83.977428168400365,"NO",null,9999,null,9.7095647244293097,0.94717882977399037]
[null,null,null,null,null,null,null,null,null,null,null,null,null,null,null,null,"NP",56.024399550038389,63.903353653212911,63.49585891715644,63.02149440144089,62.658977730079549,63.453350841053144,63.495742966821219,64.833170395720941,66.049607979091732,67.158130733514469,67.225319454075077,68.687628299535163,69.666039630765226,70.64445096199529,71.62286229322558,72.601273624455644,73.579684955685707,74.558096286915998,75.536507618146061,76.514918949376124,77.493330280606187,78.471741611836478,79.450152943066541,80.428564274296605,"NP",null,9999,null,21.849158599335826,0.9999179759673088]
[null,null,null,null,null,null,null,null,null,null,null,null,null,null,null,null,"NW",58.681753583991522,66.80011233953249,67.08841066502643,67.048377042740569,67.083732093022832,67.884235357954083,67.970983497141901,69.371228943947287,70.637891975782821,71.776906000515822,71.876977428877638,73.392097045265245,74.413863537268981,75.43563002927317,76.45739652127736,77.479163013281095,78.500929505285285,79.52269599728902,80.54446248929321,81.5662289812974,82.587995473301135,83.609761965305324,84.631528457309059,85.653294949313249,"NW",null,9999,null,23.480286815704304,0.99086706011868575]
[null,null,null,null,null,null,null,null,null,null,null,null,null,null,null,null,"O",0,0,0,0,0,0,0,0,0,0,0,0,0,0,0,0,0,0,0,0,0,0,0,0,"O",null,9999]
[null,null,null,null,null,null,null,null,null,null,null,null,null,null,null,null,"OAK",38.941177637867355,44.411105045791835,45.189487109511937,45.064851908123352,45.172950946294833,45.744183370172181,45.971276136635964,47.169564558535946,48.345466296875003,49.438147448105681,49.790905377465307,51.1154243748922,52.106208512015201,53.096992649137974,54.087776786260747,55.07856092338352,56.069345060506521,57.060129197629294,58.050913334752067,59.041697471875068,60.032481608997841,61.023265746120614,62.014049883243615,63.004834020366388,"OAK",null,9999,null,2.9988337205671307,0.99900836334330201]
[null,null,null,null,null,null,null,null,null,null,null,null,null,null,null,null,"OE",15.124729831798492,16.731425084741556,16.666441050856449,16.693237605647994,16.721303564120127,16.88629161843507,16.895112947801753,17.17425922727768,17.429524524222153,17.663230391359253,17.677427843250488,17.98399127327599,18.189351368773885,18.394711464271779,18.600071559769674,18.805431655267569,19.01079175076552,19.216151846263415,19.42151194176131,19.626872037259204,19.832232132757099,20.037592228254994,20.242952323752945,20.44831241925084,"OE",null,9999,null,4.2030972263696178,0.94727078337133341]
[null,null,null,null,null,null,null,null,null,null,null,null,null,null,null,null,"OR",36.056473364124123,39.297839179759478,39.375074397920997,39.229929969392153,39.176923082415115,39.743989303942797,39.921800437444773,40.862246301306278,41.788537111119197,42.652105688952012,42.931451558658175,43.973976708517739,44.754892871525044,45.535809034532349,46.316725197539654,47.097641360546731,47.878557523554036,48.659473686561341,49.440389849568646,50.221306012575724,51.002222175583029,51.783138338590334,52.564054501597639,53.344970664604944,"OR",null,9999,null,5.6191443175693268,0.98185696948816714]
[null,null,null,null,null,null,null,null,null,null,null,null,null,null,null,null,"RBD",40.304843877143242,46.816194955380766,46.954027811169517,46.869351699053524,47.095519617370236,48.203102487216398,48.868127603175935,50.263659178825911,51.645702455223308,52.931528991889749,53.440171334921693,54.973425095773564,56.154620823429468,57.335816551084918,58.517012278740367,59.698208006395816,60.879403734051266,62.06059946170717,63.24179518936262,64.422990917018069,65.604186644673518,66.785382372328968,67.966578099984417,69.147773827640322,"RBD",null,9999,null,14.693393157744143,0.9999917117386895]
[null,null,null,null,null,null,null,null,null,null,null,null,null,null,null,null,"RWT",32.824796046123836,39.011162876278512,39.000555200608957,38.640785337054602,38.407141703052318,39.008298277692219,39.125363068127648,39.97671082411091,40.811068449787086,41.563183729039928,41.683085916151661,42.642457977736512,43.312649837834215,43.982841697931917,44.65303355802962,45.323225418127322,45.993417278225024,46.663609138322727,47.333800998420429,48.003992858518131,48.674184718615834,49.344376578713536,50.014568438811239,50.684760298908941,"RWT",null,9999,null,null,0.98611523645718069]
[null,null,null,null,null,null,null,null,null,null,null,null,null,null,null,null,"SCY",0,0,0,0,0,0,0,0,0,0,0,0,0,0,0,0,0,0,0,0,0,0,0,0,"SCY",null,9999]
[null,null,null,null,null,null,null,null,null,null,null,null,null,null,null,null,"SH",7.3545851823387354,8.1652917431800045,8.1977612788210852,8.1763327208812893,8.1955624216169962,8.2878768244066539,8.3795587632391904,8.4982775141078264,8.6187228667036155,8.734769957730089,8.8317142025000237,8.9548496574993237,9.0689299897137232,9.1830103219281227,9.2970906541425222,9.4111709863568933,9.5252513185712928,9.6393316507856923,9.7534119830000918,9.8674923152144913,9.9815726474288624,10.095652979643262,10.209733311857661,10.323813644072061,"SH",null,9999,null,0,0.97762142649275285]
[null,null,null,null,null,null,null,null,null,null,null,null,null,null,null,null,"SR",31.674230351605768,35.097675516198457,35.193333208045495,35.256852035736912,35.36033402181549,35.721383566423093,35.835469765282333,36.566440653869279,37.266410883913082,37.916673869595641,38.038932959492954,38.851933507675085,39.42764946808984,40.003365428504594,40.579081388919349,41.154797349334103,41.730513309748858,42.306229270163612,42.881945230578367,43.457661190993122,44.033377151407876,44.609093111822631,45.184809072237385,45.76052503265214,"SR",null,9999,null,13.343075782865602,0.99964150665085039]
[null,null,null,null,null,null,null,null,null,null,null,null,null,null,null,null,"SS",29.531527686581828,40.658990635171456,40.470841107834289,40.055652449562132,39.766827672978863,40.257069738778348,40.28333333029331,41.117002116754662,41.88341604744307,42.58818170530968,42.631084635902802,43.550608227072871,44.167276447050199,44.783944667027754,45.400612887005082,46.017281106982409,46.633949326959964,47.250617546937292,47.86728576691462,48.483953986891947,49.100622206869502,49.71729042684683,50.333958646824158,50.950626866801713,"SS",null,9999,null,15.768852302359571,0.97691190444799092]
[null,null,null,null,null,null,null,null,null,null,null,null,null,null,null,null,"STO",42.065437375264239,47.155798266637774,47.256349432651525,47.121304958723982,47.169204540665071,48.231475379626382,48.716050700614424,50.05134588622299,51.374890175248844,52.607247706689265,53.094979356972679,54.563030505104507,55.694406418422659,56.825782331740811,57.957158245059418,59.08853415837757,60.219910071695722,61.351285985013874,62.482661898332481,63.614037811650633,64.745413724968785,65.876789638286937,67.008165551605543,68.139541464923695,"STO",null,9999,null,12.717188173801315,0.98912109575039531]
[null,null,null,null,null,null,null,null,null,null,null,null,null,null,null,null,"SV",49.981744569496058,57.218906571062242,57.112977222748725,57.009635883480932,57.280819329884437,57.827591647341606,57.90964037851591,59.173697650740635,60.321512746449905,61.366029869010731,61.460386865872643,62.834401060013079,63.763783579311394,64.693166098609709,65.622548617908024,66.551931137206338,67.481313656504653,68.410696175803196,69.340078695101511,70.269461214399826,71.198843733698141,72.128226252996456,73.057608772294998,73.986991291593313,"SV",null,9999,null,16.852124788916178,0.99226147678176346]
[null,null,null,null,null,null,null,null,null,null,null,null,null,null,null,null,"SVW",49.113559968621587,57.638921458757274,59.19715058486571,60.700019913654309,61.763431598248403,63.238391558731827,64.166510192315172,65.589204193655675,66.881553311299314,68.057971976189066,68.263782453348725,69.790798116741826,70.857129347201862,71.923460577662354,72.989791808122391,74.056123038582427,75.122454269042464,76.188785499502501,77.255116729962538,78.321447960422574,79.387779190882611,80.454110421342648,81.520441651802685,82.586772882262721,"SVW",null,9999,null,null,0.99245536592103289]
[null,null,null,null,null,null,null,null,null,null,null,null,null,null,null,null,"T",0,0,0,0,0,0,0,0,0,0,0,0,0,0,0,0,0,0,0,0,0,0,0,0,"T",null,9999]
[null,null,null,null,null,null,null,null,null,null,null,null,null,null,null,null,"TSE",0,0,0,0,0,0,0,0,0,0,0,0,0,0,0,0,0,0,0,0,0,0,0,0,"TSE",null,9999]
[null,null,null,null,null,null,null,null,null,null,null,null,null,null,null,null,"WD",49.782366766287225,55.142101222139907,55.071939730190628,54.69063846295186,54.573521458629941,55.175357213133019,55.374950303724191,56.31523087316495,57.197109030865469,57.942864375886117,58.166697257970803,59.162708591686624,59.883821332808111,60.604934073929599,61.326046815050859,62.047159556172346,62.768272297293834,63.489385038415321,64.210497779536809,64.931610520658069,65.652723261779556,66.373836002901044,67.094948744022531,67.816061485143791,"WD",null,9999,null,6.5199989245134606,0.98781859768134794]
[]
[]
[null,null,null,null,null,null,null,null,null,null,null,null,null,null,null,null,"ZSS"]
[null,null,null,null,null,null,null,null,null,null,null,null,null,null,null,null,"BH","BH:-:66/22kV:Trans Summation:MW",null,null,null,null,null,null,"EM Augmentation",null,true]
[null,null,null,null,null,null,null,null,null,null,null,null,null,null,null,null,"BR","BR:-:66/11kV:Trans Summation:MW",null,null,null,null,null,null,"EM Load forecast","Post-Augex","Pre-Augex"]
[null,null,null,null,null,null,null,null,null,null,null,null,null,null,null,null,"BT","BT:-:66/11kV:Trans Summation:MW",null,null,null,null,null,null,"Summer","10PoE","10PoE"]
[null,null,null,null,null,null,null,null,null,null,null,null,null,null,null,null,"BU","BU:-:66/11kV:Trans Summation:MW",null,null,null,null,null,null,2021,49.2,37.194452160190174,2021,37.194452160190174]
[null,null,null,null,null,null,null,null,null,null,null,null,null,null,null,null,"BW","BW:-:22/11kV:Trans Summation:MW",null,null,null,null,null,null,2022,50.3,38.143059759722767,2022,38.143059759722767]
[null,null,null,null,null,null,null,null,null,null,null,null,null,null,null,null,"CDA","CDA:-:66/22kV:Trans Summation:MW",null,null,null,null,null,null,2023,51.1,38.600169359489932,2023,38.600169359489932]
[null,null,null,null,null,null,null,null,null,null,null,null,null,null,null,null,"CFD","CFD:-:66/11kV:Trans Summation:MW",null,null,null,null,null,null,2024,51.5,38.695849033617549,2024,51.5]
[null,null,null,null,null,null,null,null,null,null,null,null,null,null,null,null,"CM","CM:-:66/11kV:Trans Summation:MW",null,null,null,null,null,null,2025,52.9,39.424647558735899,2025,52.9]
[null,null,null,null,null,null,null,null,null,null,null,null,null,null,null,null,"CRM","CRM:-:66/22kV:Trans Summation:MW",null,null,null,null,null,null,2026,54.3,40.16924431954839,2026,54.3]
[null,null,null,null,null,null,null,null,null,null,null,null,null,null,null,null,"DC","DC:-:66/22kV:Trans Summation:MW",null,null,null,null,null,null,2027,55.5,41.04963536813726,2027,55.5]
[null,null,null,null,null,null,null,null,null,null,null,null,null,null,null,null,"DMA","DMA:#1:66/22kV:Trans:MW",null,null,null,null,null,null,2028,56.2,41.334052876628668,2028,56.2]
[null,null,null,null,null,null,null,null,null,null,null,null,null,null,null,null,"DN","DN:-:66/22kV:Trans Summation:MW",null,null,null,null,null,null,2029,56.5,null,2029,56.5]
[null,null,null,null,null,null,null,null,null,null,null,null,null,null,null,null,"DSH","DSH:-:-:Station:MW",null,null,null,null,null,null,2030,56.7,null,2030,56.7]
[null,null,null,null,null,null,null,null,null,null,null,null,null,null,null,null,"DVY","DVY:-:66/22kV:Trans Summation:MW",null,null,null,null,null,null,2031,56.9,null,2031,56.9]
[null,null,null,null,null,null,null,null,null,null,null,null,null,null,null,null,"EB","EB:-:66/22kV:Trans Summation:MW",null,null,null,null,null,null,2032,57]
[null,null,null,null,null,null,null,null,null,null,null,null,null,null,null,null,"EL","EL:-:-:Station:MW",null,null,null,null,null,null,2033,57.2]
[null,null,null,null,null,null,null,null,null,null,null,null,null,null,null,null,"EM","EM:-:66/11kV:Trans Summation:MW",null,null,null,null,null,null,2034,57.3]
[null,null,null,null,null,null,null,null,null,null,null,null,null,null,null,null,"EW","EW:-:-:Station:MW",null,null,null,null,null,null,2035,57.4]
[null,null,null,null,null,null,null,null,null,null,null,null,null,null,null,null,"FSH","FSH:-:66/22kV:Trans Summation:MW",null,null,null,null,null,null,2036,57.5]
[null,null,null,null,null,null,null,null,null,null,null,null,null,null,null,null,"FTN","FTN:-:66/22kV:Trans Summation:MW",null,null,null,null,null,null,2037,57.6]
[null,null,null,null,null,null,null,null,null,null,null,null,null,null,null,null,"GW","GW:-:66/22kV:Trans Summation:MW",null,null,null,null,null,null,2038,57.7]
[null,null,null,null,null,null,null,null,null,null,null,null,null,null,null,null,"HGS","HGS:-:66/22kV:Trans Summation:MW"]
[null,null,null,null,null,null,null,null,null,null,null,null,null,null,null,null,"HT","HT:-:66/22kV:Trans Summation:MW"]
[null,null,null,null,null,null,null,null,null,null,null,null,null,null,null,null,"K","K:-:11kV:Trans Summation:MW"]
[null,null,null,null,null,null,null,null,null,null,null,null,null,null,null,null,"KBH","KBH:-:-:Station:MW"]
[null,null,null,null,null,null,null,null,null,null,null,null,null,null,null,null,"LD","LD:-:66/22kV:Trans Summation:MW"]
[null,null,null,null,null,null,null,null,null,null,null,null,null,null,null,null,"LWN","LWN:-:66/22kV:Trans Summation:MW"]
[null,null,null,null,null,null,null,null,null,null,null,null,null,null,null,null,"M","M:-:66/11kV:Trans Summation:MW"]
[null,null,null,null,null,null,null,null,null,null,null,null,null,null,null,null,"MC","MC:-:66/22kV:Trans Summation:MW"]
[null,null,null,null,null,null,null,null,null,null,null,null,null,null,null,null,"MGE","MGE:-:66/22kV:Trans Summation:MW"]
[null,null,null,null,null,null,null,null,null,null,null,null,null,null,null,null,"MR","MR:-:66/11kV:Trans Summation:MW"]
[null,null,null,null,null,null,null,null,null,null,null,null,null,null,null,null,"MTN","MTN:-:66/22kV:Trans Summation:MW"]
[null,null,null,null,null,null,null,null,null,null,null,null,null,null,null,null,"NB","NB:-:66/11kV:Trans Summation:MW"]
[null,null,null,null,null,null,null,null,null,null,null,null,null,null,null,null,"NO","NO:-:66/22kV:Trans Summation:MW"]
[null,null,null,null,null,null,null,null,null,null,null,null,null,null,null,null,"NP","NP:-:66/22kV:Trans Summation:MW"]
[null,null,null,null,null,null,null,null,null,null,null,null,null,null,null,null,"NW","NW:-:66/22kV:Trans Summation:MW"]
[null,null,null,null,null,null,null,null,null,null,null,null,null,null,null,null,{"$error":"#VALUE!"}]
[null,null,null,null,null,null,null,null,null,null,null,null,null,null,null,null,"OAK","OAK:-:66/11kV:Trans Summation:MW"]
[null,null,null,null,null,null,null,null,null,null,null,null,null,null,null,null,"OE","OE:-:66/11kV:Trans Summation:MW"]
[null,null,null,null,null,null,null,null,null,null,null,null,null,null,null,null,"OR","OR:-:66/11kV:Trans Summation:MW"]
[null,null,null,null,null,null,null,null,null,null,null,null,null,null,null,null,"RBD","RBD:-:66/22kV:Trans Summation:MW"]
[null,null,null,null,null,null,null,null,null,null,null,null,null,null,null,null,{"$error":"#VALUE!"}]
[null,null,null,null,null,null,null,null,null,null,null,null,null,null,null,null,{"$error":"#VALUE!"}]
[null,null,null,null,null,null,null,null,null,null,null,null,null,null,null,null,"SH","SH:-:22/6.6kV:Trans Summation:MW"]
[null,null,null,null,null,null,null,null,null,null,null,null,null,null,null,null,"SR","SR:-:66/11kV:Trans Summation:MW"]
[null,null,null,null,null,null,null,null,null,null,null,null,null,null,null,null,"SS","SS:-:66/22kV:Trans Summation:MW"]
[null,null,null,null,null,null,null,null,null,null,null,null,null,null,null,null,"STO","STO:-:66/22kV:Trans Summation:MW"]
[null,null,null,null,null,null,null,null,null,null,null,null,null,null,null,null,"SV","SV:-:66/22kV:Trans Summation:MW"]
[null,null,null,null,null,null,null,null,null,null,null,null,null,null,null,null,"SVW","SVW:-:66/22kV:Trans Summation:MW"]
[null,null,null,null,null,null,null,null,null,null,null,null,null,null,null,null,{"$error":"#VALUE!"},"T_1.STNMW"]
[null,null,null,null,null,null,null,null,null,null,null,null,null,null,null,null,{"$error":"#VALUE!"}]
[null,null,null,null,null,null,null,null,null,null,null,null,null,null,null,null,"WD","WD:-:66/11kV:Trans Summation:MW"]
[null,null,null,null,null,null,null,null,null,null,null,null,null,null,null,null,null,"SVW:-:66/22kV:Trans Summation:MW"]
[null,null,null,null,null,null,null,null,null,null,null,null,null,null,null,null,null,"DN:-:66/22kV:Trans Summation:MW"]
[null,null,null,null,null,null,null,null,null,null,null,null,null,null,null,null,null,"SS:-:66/22kV:Trans Summation:MW"]

{"sheet":"Assets","index":5,"n_rows":320,"n_cols":33,"rows_kept":320,"cut":false,"hidden":false,"merged":[[167,5,167,6],[36,0,36,4],[43,7,43,8]]}
["ZSS",{"$f":"Engine!C1","v":"MC"}]
["Asset Number","Type","Starting Year","Modified Year",2018,2019,2020,2021,2022,2023,2024,2025,2026,2027,2028,2029,2030,2031,2032,2033,2034,2035,2036,2037,2038,2039,2040,null,"Cyclic Rating","2Hr Rating",null,"Ratings Selected","PR"]
[{"$f":"$B$1&\" #1\"","v":"MC #1"},{"$f":"AssetType","v":"Transformer"},{"$f":"IFERROR(VLOOKUP(A3, $C$170:$E$320,IF(B3=\"Transformer\", 2,3),FALSE),9999)","v":1958},{"$f":"IFERROR(VLOOKUP(A3, $C$170:$H$320,6,FALSE),9999)","v":9999},{"$f":"IF($D3>=E$2,IF($C3=9999,TRUE,VLOOKUP(E$2-$C3,$A$39:$D$156,3,FALSE)),VLOOKUP(E$2-$D3,$A$39:$D$156,3,FALSE))","v":1.1003148474222117E-2},1.1486330105539655E-2,1.1982353144113765E-2,1.2491343490108376E-2,1.3013426233951877E-2,1.3548725674277499E-2,1.4097365335193001E-2,1.4659467982914412E-2,1.5235155641796628E-2,1.5824549609791235E-2,{"$f":"IF($D3>=O$2,IF($C3=9999,TRUE,VLOOKUP(O$2-$C3,$A$39:$D$156,3,FALSE)),VLOOKUP(O$2-$D3,$A$39:$D$156,3,FALSE))","v":1.6427770473360564E-2},1.7044938121873937E-2,1.7676171761512049E-2,1.8321589928702271E-2,1.8981310503107439E-2,1.965545072018841E-2,2.034412718336084E-2,2.1047455875763128E-2,2.176555217165406E-2,2.2498530847456261E-2,2.3246506092460123E-2,2.4009591519203854E-2,2.4787900173542338E-2,{"$f":"A3","v":"MC #1"},{"$f":"IFERROR(VLOOKUP(AB3, $C$170:$G$320,4,FALSE),42)","v":27.05},{"$f":"IFERROR(VLOOKUP(AB3, $C$170:$G$320,5,FALSE),42)","v":29.29},null,null,"Planning Ratings"]
[{"$f":"$B$1&\" #2\"","v":"MC #2"},{"$f":"AssetType","v":"Transformer"},{"$f":"IFERROR(VLOOKUP(A4, $C$170:$E$320,IF(B4=\"Transformer\", 2,3),FALSE),9999)","v":1958},{"$f":"IFERROR(VLOOKUP(A4, $C$170:$H$320,6,FALSE),9999)","v":9999},1.1003148474222117E-2,1.1486330105539655E-2,1.1982353144113765E-2,1.2491343490108376E-2,1.3013426233951877E-2,1.3548725674277499E-2,1.4097365335193001E-2,1.4659467982914412E-2,1.5235155641796628E-2,1.5824549609791235E-2,1.6427770473360564E-2,1.7044938121873937E-2,1.7676171761512049E-2,1.8321589928702271E-2,1.8981310503107439E-2,1.965545072018841E-2,2.034412718336084E-2,2.1047455875763128E-2,2.176555217165406E-2,2.2498530847456261E-2,2.3246506092460123E-2,2.4009591519203854E-2,2.4787900173542338E-2,{"$f":"A4","v":"MC #2"},{"$f":"IFERROR(VLOOKUP(AB4, $C$170:$G$320,4,FALSE),42)","v":27.05},{"$f":"IFERROR(VLOOKUP(AB4, $C$170:$G$320,5,FALSE),42)","v":29.29},null,"Float Voltage",{"$f":"VLOOKUP(ZSS,K170:M216,3,FALSE)","v":1.0227272727272727}]
[{"$f":"$B$1&\" #3\"","v":"MC #3"},{"$f":"AssetType","v":"Transformer"},{"$f":"IFERROR(VLOOKUP(A5, $C$170:$E$320,IF(B5=\"Transformer\", 2,3),FALSE),9999)","v":2001},{"$f":"IFERROR(VLOOKUP(A5, $C$170:$H$320,6,FALSE),9999)","v":2001},4.1446791643344282E-4,4.8087504012197971E-4,5.5345598060133636E-4,6.3241434292056139E-4,7.1794948545856089E-4,8.1025681478841152E-4,9.09528047079946E-4,1.0159514411803767E-3,1.1297120075346606E-3,1.2509916963483398E-3,1.3799695677997122E-3,1.5168219466356833E-3,1.6617225631070391E-3,1.8148426818931011E-3,1.9763512204165716E-3,2.14641485774488E-3,2.3251981351053467E-3,2.5128635489008663E-3,2.7095716369950743E-3,2.9154810589369484E-3,3.1307486707108545E-3,3.3555295945268122E-3,3.5899772841047088E-3,{"$f":"A5","v":"MC #3"},{"$f":"IFERROR(VLOOKUP(AB5, $C$170:$G$320,4,FALSE),42)","v":43.85},{"$f":"IFERROR(VLOOKUP(AB5, $C$170:$G$320,5,FALSE),42)","v":47.58}]
[{"$f":"$B$1&\" #4\"","v":"MC #4"},{"$f":"AssetType","v":"Transformer"},{"$f":"IFERROR(VLOOKUP(A6, $C$170:$E$320,IF(B6=\"Transformer\", 2,3),FALSE),9999)","v":9999},{"$f":"IFERROR(VLOOKUP(A6, $C$170:$H$320,6,FALSE),9999)","v":9999},{"$f":"IF($D6>=E$2,IF($C6>=E2,TRUE,VLOOKUP(E$2-$C6,$A$39:$D$156,3,FALSE)),VLOOKUP(E$2-$D6,$A$39:$D$156,3,FALSE))","v":true},{"$f":"IF($D6>=F$2,IF($C6>=F2,TRUE,VLOOKUP(F$2-$C6,$A$39:$D$156,3,FALSE)),VLOOKUP(F$2-$D6,$A$39:$D$156,3,FALSE))","v":true},true,true,true,true,true,true,true,true,true,true,true,true,true,true,true,true,true,true,true,true,true,{"$f":"A6","v":"MC #4"},{"$f":"IFERROR(VLOOKUP(AB6, $C$170:$G$320,4,FALSE),42)","v":42},44]
[{"$f":"$B$1&\" #1\"","v":"MC #1"},null,null,null,{"$f":"IF(E3=TRUE,9999, IF($D3>E$2, $C3, $D3))","v":1958},1958,1958,1958,1958,1958,1958,1958,1958,1958,1958,1958,1958,1958,1958,1958,1958,1958,1958,1958,1958,1958,1958]
[{"$f":"$B$1&\" #2\"","v":"MC #2"},null,null,null,{"$f":"IF(E4=TRUE,9999, IF($D4>E$2, $C4, $D4))","v":1958},1958,1958,1958,1958,1958,1958,1958,1958,1958,1958,1958,1958,1958,1958,1958,1958,1958,1958,1958,1958,1958,1958]
[{"$f":"$B$1&\" #3\"","v":"MC #3"},null,null,null,{"$f":"IF(E5=TRUE,9999, IF($D5>E$2, $C5, $D5))","v":2001},2001,2001,2001,2001,2001,2001,2001,2001,2001,2001,2001,2001,2001,2001,2001,2001,2001,2001,2001,2001,2001,2001]
[{"$f":"$B$1&\" #4\"","v":"MC #4"},null,null,null,{"$f":"IF(E6=TRUE,9999, IF($D6>E$2, $C6, $D6))","v":9999},9999,9999,9999,9999,9999,9999,9999,9999,9999,9999,9999,9999,9999,9999,9999,9999,9999,9999,9999,9999,9999,9999]
["Count of Assets",null,null,"Row",{"$f":"COUNTIF(E7:E10,\"<\"&E2)","v":3},{"$f":"COUNTIF(F7:F10,\"<\"&F2)","v":3},{"$f":"COUNTIF(G7:G10,\"<\"&G2)","v":3},3,3,3,3,3,3,3,3,3,3,3,3,3,3,3,3,3,3,3,3]
["N cyclic Rating",null,null,11,{"$f":"IF($AG$2=\"PR\",MIN(IF(E$7:E$10<E$2,$AC$3:$AC$6))*$AG$4*E$11,SUMPRODUCT((E$7:E$10<E$2)*($AC$3:$AC$6)))","v":82.994318181818187},{"$f":"IF($AG$2=\"PR\",MIN(IF(F$7:F$10<F$2,$AC$3:$AC$6))*$AG$4*F$11,SUMPRODUCT((F$7:F$10<F$2)*($AC$3:$AC$6)))","v":82.994318181818187},{"$f":"IF($AG$2=\"PR\",MIN(IF(G$7:G$10<G$2,$AC$3:$AC$6))*$AG$4*G$11,SUMPRODUCT((G$7:G$10<G$2)*($AC$3:$AC$6)))","v":82.994318181818187},{"$f":"IF($AG$2=\"PR\",MIN(IF(H$7:H$10<H$2,$AC$3:$AC$6))*$AG$4*H$11,SUMPRODUCT((H$7:H$10<H$2)*($AC$3:$AC$6)))","v":82.994318181818187},{"$f":"IF($AG$2=\"PR\",MIN(IF(I$7:I$10<I$2,$AC$3:$AC$6))*$AG$4*I$11,SUMPRODUCT((I$7:I$10<I$2)*($AC$3:$AC$6)))","v":82.994318181818187},{"$f":"IF($AG$2=\"PR\",MIN(IF(J$7:J$10<J$2,$AC$3:$AC$6))*$AG$4*J$11,SUMPRODUCT((J$7:J$10<J$2)*($AC$3:$AC$6)))","v":82.994318181818187},{"$f":"IF($AG$2=\"PR\",MIN(IF(K$7:K$10<K$2,$AC$3:$AC$6))*$AG$4*K$11,SUMPRODUCT((K$7:K$10<K$2)*($AC$3:$AC$6)))","v":82.994318181818187},{"$f":"IF($AG$2=\"PR\",MIN(IF(L$7:L$10<L$2,$AC$3:$AC$6))*$AG$4*L$11,SUMPRODUCT((L$7:L$10<L$2)*($AC$3:$AC$6)))","v":82.994318181818187},{"$f":"IF($AG$2=\"PR\",MIN(IF(M$7:M$10<M$2,$AC$3:$AC$6))*$AG$4*M$11,SUMPRODUCT((M$7:M$10<M$2)*($AC$3:$AC$6)))","v":82.994318181818187},{"$f":"IF($AG$2=\"PR\",MIN(IF(N$7:N$10<N$2,$AC$3:$AC$6))*$AG$4*N$11,SUMPRODUCT((N$7:N$10<N$2)*($AC$3:$AC$6)))","v":82.994318181818187},{"$f":"IF($AG$2=\"PR\",MIN(IF(O$7:O$10<O$2,$AC$3:$AC$6))*$AG$4*O$11,SUMPRODUCT((O$7:O$10<O$2)*($AC$3:$AC$6)))","v":82.994318181818187},{"$f":"IF($AG$2=\"PR\",MIN(IF(P$7:P$10<P$2,$AC$3:$AC$6))*$AG$4*P$11,SUMPRODUCT((P$7:P$10<P$2)*($AC$3:$AC$6)))","v":82.994318181818187},{"$f":"IF($AG$2=\"PR\",MIN(IF(Q$7:Q$10<Q$2,$AC$3:$AC$6))*$AG$4*Q$11,SUMPRODUCT((Q$7:Q$10<Q$2)*($AC$3:$AC$6)))","v":82.994318181818187},{"$f":"IF($AG$2=\"PR\",MIN(IF(R$7:R$10<R$2,$AC$3:$AC$6))*$AG$4*R$11,SUMPRODUCT((R$7:R$10<R$2)*($AC$3:$AC$6)))","v":82.994318181818187},{"$f":"IF($AG$2=\"PR\",MIN(IF(S$7:S$10<S$2,$AC$3:$AC$6))*$AG$4*S$11,SUMPRODUCT((S$7:S$10<S$2)*($AC$3:$AC$6)))","v":82.994318181818187},{"$f":"IF($AG$2=\"PR\",MIN(IF(T$7:T$10<T$2,$AC$3:$AC$6))*$AG$4*T$11,SUMPRODUCT((T$7:T$10<T$2)*($AC$3:$AC$6)))","v":82.994318181818187},{"$f":"IF($AG$2=\"PR\",MIN(IF(U$7:U$10<U$2,$AC$3:$AC$6))*$AG$4*U$11,SUMPRODUCT((U$7:U$10<U$2)*($AC$3:$AC$6)))","v":82.994318181818187},{"$f":"IF($AG$2=\"PR\",MIN(IF(V$7:V$10<V$2,$AC$3:$AC$6))*$AG$4*V$11,SUMPRODUCT((V$7:V$10<V$2)*($AC$3:$AC$6)))","v":82.994318181818187},{"$f":"IF($AG$2=\"PR\",MIN(IF(W$7:W$10<W$2,$AC$3:$AC$6))*$AG$4*W$11,SUMPRODUCT((W$7:W$10<W$2)*($AC$3:$AC$6)))","v":82.994318181818187},{"$f":"IF($AG$2=\"PR\",MIN(IF(X$7:X$10<X$2,$AC$3:$AC$6))*$AG$4*X$11,SUMPRODUCT((X$7:X$10<X$2)*($AC$3:$AC$6)))","v":82.994318181818187},{"$f":"IF($AG$2=\"PR\",MIN(IF(Y$7:Y$10<Y$2,$AC$3:$AC$6))*$AG$4*Y$11,SUMPRODUCT((Y$7:Y$10<Y$2)*($AC$3:$AC$6)))","v":82.994318181818187},{"$f":"IF($AG$2=\"PR\",MIN(IF(Z$7:Z$10<Z$2,$AC$3:$AC$6))*$AG$4*Z$11,SUMPRODUCT((Z$7:Z$10<Z$2)*($AC$3:$AC$6)))","v":82.994318181818187},{"$f":"IF($AG$2=\"PR\",MIN(IF(AA$7:AA$10<AA$2,$AC$3:$AC$6))*$AG$4*AA$11,SUMPRODUCT((AA$7:AA$10<AA$2)*($AC$3:$AC$6)))","v":82.994318181818187}]
["N 2hR Rating",null,null,12,{"$f":"IF($AG$2=\"PR\",MIN(IF(E$7:E$10<E$2,$AD$3:$AD$6))*$AG$4*E$11,SUMPRODUCT((E$7:E$10<E$2)*($AD$3:$AD$6)))","v":89.867045454545448},{"$f":"IF($AG$2=\"PR\",MIN(IF(F$7:F$10<F$2,$AD$3:$AD$6))*$AG$4*F$11,SUMPRODUCT((F$7:F$10<F$2)*($AD$3:$AD$6)))","v":89.867045454545448},{"$f":"IF($AG$2=\"PR\",MIN(IF(G$7:G$10<G$2,$AD$3:$AD$6))*$AG$4*G$11,SUMPRODUCT((G$7:G$10<G$2)*($AD$3:$AD$6)))","v":89.867045454545448},{"$f":"IF($AG$2=\"PR\",MIN(IF(H$7:H$10<H$2,$AD$3:$AD$6))*$AG$4*H$11,SUMPRODUCT((H$7:H$10<H$2)*($AD$3:$AD$6)))","v":89.867045454545448},{"$f":"IF($AG$2=\"PR\",MIN(IF(I$7:I$10<I$2,$AD$3:$AD$6))*$AG$4*I$11,SUMPRODUCT((I$7:I$10<I$2)*($AD$3:$AD$6)))","v":89.867045454545448},{"$f":"IF($AG$2=\"PR\",MIN(IF(J$7:J$10<J$2,$AD$3:$AD$6))*$AG$4*J$11,SUMPRODUCT((J$7:J$10<J$2)*($AD$3:$AD$6)))","v":89.867045454545448},{"$f":"IF($AG$2=\"PR\",MIN(IF(K$7:K$10<K$2,$AD$3:$AD$6))*$AG$4*K$11,SUMPRODUCT((K$7:K$10<K$2)*($AD$3:$AD$6)))","v":89.867045454545448},{"$f":"IF($AG$2=\"PR\",MIN(IF(L$7:L$10<L$2,$AD$3:$AD$6))*$AG$4*L$11,SUMPRODUCT((L$7:L$10<L$2)*($AD$3:$AD$6)))","v":89.867045454545448},{"$f":"IF($AG$2=\"PR\",MIN(IF(M$7:M$10<M$2,$AD$3:$AD$6))*$AG$4*M$11,SUMPRODUCT((M$7:M$10<M$2)*($AD$3:$AD$6)))","v":89.867045454545448},{"$f":"IF($AG$2=\"PR\",MIN(IF(N$7:N$10<N$2,$AD$3:$AD$6))*$AG$4*N$11,SUMPRODUCT((N$7:N$10<N$2)*($AD$3:$AD$6)))","v":89.867045454545448},{"$f":"IF($AG$2=\"PR\",MIN(IF(O$7:O$10<O$2,$AD$3:$AD$6))*$AG$4*O$11,SUMPRODUCT((O$7:O$10<O$2)*($AD$3:$AD$6)))","v":89.867045454545448},{"$f":"IF($AG$2=\"PR\",MIN(IF(P$7:P$10<P$2,$AD$3:$AD$6))*$AG$4*P$11,SUMPRODUCT((P$7:P$10<P$2)*($AD$3:$AD$6)))","v":89.867045454545448},{"$f":"IF($AG$2=\"PR\",MIN(IF(Q$7:Q$10<Q$2,$AD$3:$AD$6))*$AG$4*Q$11,SUMPRODUCT((Q$7:Q$10<Q$2)*($AD$3:$AD$6)))","v":89.867045454545448},{"$f":"IF($AG$2=\"PR\",MIN(IF(R$7:R$10<R$2,$AD$3:$AD$6))*$AG$4*R$11,SUMPRODUCT((R$7:R$10<R$2)*($AD$3:$AD$6)))","v":89.867045454545448},{"$f":"IF($AG$2=\"PR\",MIN(IF(S$7:S$10<S$2,$AD$3:$AD$6))*$AG$4*S$11,SUMPRODUCT((S$7:S$10<S$2)*($AD$3:$AD$6)))","v":89.867045454545448},{"$f":"IF($AG$2=\"PR\",MIN(IF(T$7:T$10<T$2,$AD$3:$AD$6))*$AG$4*T$11,SUMPRODUCT((T$7:T$10<T$2)*($AD$3:$AD$6)))","v":89.867045454545448},{"$f":"IF($AG$2=\"PR\",MIN(IF(U$7:U$10<U$2,$AD$3:$AD$6))*$AG$4*U$11,SUMPRODUCT((U$7:U$10<U$2)*($AD$3:$AD$6)))","v":89.867045454545448},{"$f":"IF($AG$2=\"PR\",MIN(IF(V$7:V$10<V$2,$AD$3:$AD$6))*$AG$4*V$11,SUMPRODUCT((V$7:V$10<V$2)*($AD$3:$AD$6)))","v":89.867045454545448},{"$f":"IF($AG$2=\"PR\",MIN(IF(W$7:W$10<W$2,$AD$3:$AD$6))*$AG$4*W$11,SUMPRODUCT((W$7:W$10<W$2)*($AD$3:$AD$6)))","v":89.867045454545448},{"$f":"IF($AG$2=\"PR\",MIN(IF(X$7:X$10<X$2,$AD$3:$AD$6))*$AG$4*X$11,SUMPRODUCT((X$7:X$10<X$2)*($AD$3:$AD$6)))","v":89.867045454545448},{"$f":"IF($AG$2=\"PR\",MIN(IF(Y$7:Y$10<Y$2,$AD$3:$AD$6))*$AG$4*Y$11,SUMPRODUCT((Y$7:Y$10<Y$2)*($AD$3:$AD$6)))","v":89.867045454545448},{"$f":"IF($AG$2=\"PR\",MIN(IF(Z$7:Z$10<Z$2,$AD$3:$AD$6))*$AG$4*Z$11,SUMPRODUCT((Z$7:Z$10<Z$2)*($AD$3:$AD$6)))","v":89.867045454545448},{"$f":"IF($AG$2=\"PR\",MIN(IF(AA$7:AA$10<AA$2,$AD$3:$AD$6))*$AG$4*AA$11,SUMPRODUCT((AA$7:AA$10<AA$2)*($AD$3:$AD$6)))","v":89.867045454545448}]
["N-1 2Hr Rating (Probability weighted)",null,null,13,{"$f":"IF($AG$2=\"PR\",E13*(E11-1)/E11,E13-SUMPRODUCT(($E$7:$E$10<E$2)*($AD$3:$AD$6)*(E3:E6))/SUMPRODUCT(($E$7:$E$10<E$2)*(E3:E6)))","v":59.911363636363632},{"$f":"IF($AG$2=\"PR\",F13*(F11-1)/F11,F13-SUMPRODUCT(($E$7:$E$10<F$2)*($AD$3:$AD$6)*(F3:F6))/SUMPRODUCT(($E$7:$E$10<F$2)*(F3:F6)))","v":59.911363636363632},59.911363636363632,59.911363636363632,59.911363636363632,59.911363636363632,59.911363636363632,59.911363636363632,59.911363636363632,59.911363636363632,59.911363636363632,59.911363636363632,59.911363636363632,59.911363636363632,59.911363636363632,59.911363636363632,59.911363636363632,59.911363636363632,59.911363636363632,59.911363636363632,59.911363636363632,59.911363636363632,59.911363636363632]
["N-1 Cyclic Rating (Probability weighted)",null,null,14,{"$f":"IF($AG$2=\"PR\",E12*(E11-1)/E11,E12-SUMPRODUCT(($E$7:$E$10<E$2)*($AC$3:$AC$6)*(E3:E6))/SUMPRODUCT(($E$7:$E$10<E$2)*(E3:E6)))","v":55.32954545454546},55.32954545454546,55.32954545454546,55.32954545454546,55.32954545454546,55.32954545454546,55.32954545454546,55.32954545454546,55.32954545454546,55.32954545454546,55.32954545454546,55.32954545454546,55.32954545454546,55.32954545454546,55.32954545454546,55.32954545454546,55.32954545454546,55.32954545454546,55.32954545454546,55.32954545454546,55.32954545454546,55.32954545454546,55.32954545454546]
["N-2 Cyclic (Residual Rating)",null,null,15,{"$f":"IF($AG$2=\"PR\",IF((E$11-2)<0,0,E$12*(E$11-2)/E$11),IFERROR(E$15-(E$15/(COUNTIF(E$7:E$10,\"<\"&E$2)-1)),0))","v":27.66477272727273},27.66477272727273,27.66477272727273,27.66477272727273,27.66477272727273,27.66477272727273,27.66477272727273,27.66477272727273,27.66477272727273,27.66477272727273,27.66477272727273,27.66477272727273,27.66477272727273,27.66477272727273,27.66477272727273,27.66477272727273,27.66477272727273,27.66477272727273,27.66477272727273,27.66477272727273,27.66477272727273,27.66477272727273,27.66477272727273]
["N-3 Cyclic (Residual Rating)",null,null,16,{"$f":"IF($AG$2=\"PR\",IF((E$11-3)<0,0,E$12*(E$11-3)/E$11),IFERROR(E$15-(E$15/(COUNTIF(E$7:E$10,\"<\"&E$2)-2)),0))","v":0},0,0,0,0,0,0,0,0,0,0,0,0,0,0,0,0,0,0,0,0,0,0]
["N-4 Cyclic (Residual Rating)",null,null,17,0,0,0,0,0,0,0,0,0,0,0,0,0,0,0,0,0,0,0,0,0,0,0]
[]
["Feeder Risk","Switchgear Only",null,"Base Load",{"$f":"VLOOKUP(E21, Load!$A$6:$K$28,11,FALSE)","v":53.294422113170455},{"$f":"VLOOKUP(F21, Load!$A$6:$K$28,11,FALSE)","v":57.889373709675795},{"$f":"VLOOKUP(G21, Load!$A$6:$K$28,11,FALSE)","v":57.574840288842218},{"$f":"VLOOKUP(H21, Load!$A$6:$K$28,11,FALSE)","v":57.367320173818619},{"$f":"VLOOKUP(I21, Load!$A$6:$K$28,11,FALSE)","v":57.53536343616998},{"$f":"VLOOKUP(J21, Load!$A$6:$K$28,11,FALSE)","v":58.357593530964749},{"$f":"VLOOKUP(K21, Load!$A$6:$K$28,11,FALSE)","v":58.59997557001526},{"$f":"VLOOKUP(L21, Load!$A$6:$K$28,11,FALSE)","v":59.35858585203723},{"$f":"VLOOKUP(M21, Load!$A$6:$K$28,11,FALSE)","v":60.591055995099055},{"$f":"VLOOKUP(N21, Load!$A$6:$K$28,11,FALSE)","v":61.449851383897183},{"$f":"VLOOKUP(O21, Load!$A$6:$K$28,11,FALSE)","v":61.693679865478956},{"$f":"VLOOKUP(P21, Load!$A$6:$K$28,11,FALSE)","v":63.478712176243036},{"$f":"VLOOKUP(Q21, Load!$A$6:$K$28,11,FALSE)","v":64.444773828080812},{"$f":"VLOOKUP(R21, Load!$A$6:$K$28,11,FALSE)","v":65.410835479918177},{"$f":"VLOOKUP(S21, Load!$A$6:$K$28,11,FALSE)","v":66.376897131755939},{"$f":"VLOOKUP(T21, Load!$A$6:$K$28,11,FALSE)","v":67.342958783593716},{"$f":"VLOOKUP(U21, Load!$A$6:$K$28,11,FALSE)","v":68.309020435431492},{"$f":"VLOOKUP(V21, Load!$A$6:$K$28,11,FALSE)","v":69.275082087269269},{"$f":"VLOOKUP(W21, Load!$A$6:$K$28,11,FALSE)","v":70.241143739107031},{"$f":"VLOOKUP(X21, Load!$A$6:$K$28,11,FALSE)","v":71.207205390944807},{"$f":"VLOOKUP(Y21, Load!$A$6:$K$28,11,FALSE)","v":72.173267042782584},{"$f":"VLOOKUP(Z21, Load!$A$6:$K$28,11,FALSE)","v":73.13932869462036},{"$f":"VLOOKUP(AA21, Load!$A$6:$K$28,11,FALSE)","v":74.105390346458123}]
["Bus #","# Feeder Bays","Average Load'",null,{"$f":"E2","v":2018},2019,2020,2021,2022,2023,2024,2025,2026,2027,2028,2029,2030,2031,2032,2033,2034,2035,2036,2037,2038,2039,2040]
[1,{"$f":"COUNTIFS(Feeders!$B:$B,ZSS, Feeders!$E:$E,A22)","v":3},{"$f":"SUMPRODUCT((Feeders!$B2:$B518=ZSS)*(Feeders!$E2:$E518=A22)*(Feeders!$I2:$I518))","v":10.127700973747411},null,{"$f":"C22","v":10.127700973747411},{"$f":"F$20/$E$20*$E22","v":11.000893587778007},{"$f":"G$20/$E$20*$E22","v":10.941121846080762},10.901686168055516,10.933619939813722,11.089870823142833,11.135931418521803,11.280092435515552,11.514302481765721,11.677501979021013,11.723837446269334,12.063052560254562,12.246636191412835,12.430219822571026,12.613803453729293,12.797387084887564,12.980970716045835,13.164554347204108,13.348137978362374,13.531721609520647,13.715305240678918,13.898888871837187,14.082472502995456]
[2,{"$f":"COUNTIFS(Feeders!$B:$B,ZSS, Feeders!$E:$E,A23)","v":3},{"$f":"SUMPRODUCT((Feeders!$B3:$B519=ZSS)*(Feeders!$E3:$E519=A23)*(Feeders!$I3:$I519))","v":11.831360046183454},null,{"$f":"C23","v":11.831360046183454},{"$f":"F$20/$E$20*$E23","v":12.851439157231834},{"$f":"G$20/$E$20*$E23","v":12.781612747621134},12.735543288561127,12.77284888755969,12.955383942948169,13.009192748054359,13.177604206992399,13.451212540295483,13.641865089811764,13.695995005114764,14.092272122406209,14.306737778970273,14.521203435534245,14.735669092098304,14.950134748662368,15.164600405226432,15.379066061790498,15.593531718354557,15.807997374918621,16.022463031482683,16.236928688046746,16.451394344610808]
[3,{"$f":"COUNTIFS(Feeders!$B:$B,ZSS, Feeders!$E:$E,A24)","v":3},{"$f":"SUMPRODUCT((Feeders!$B4:$B520=ZSS)*(Feeders!$E4:$E520=A24)*(Feeders!$I4:$I520))","v":11.019688233855966},null,11.019688233855966,11.969786424912893,11.904750346102354,11.861841409685747,11.896587716850496,12.066600242399451,12.116717579222263,12.273575435399559,12.528413300143395,12.705986431926915,12.756402849687483,13.125493999793388,13.325246577939936,13.5249991560864,13.724751734232942,13.924504312379492,14.124256890526041,14.324009468672589,14.523762046819133,14.723514624965681,14.92326720311223,15.123019781258776,15.322772359405322]
[4,{"$f":"COUNTIFS(Feeders!$B:$B,ZSS, Feeders!$E:$E,A25)","v":0},{"$f":"SUMPRODUCT((Feeders!$B5:$B521=ZSS)*(Feeders!$E5:$E521=A25)*(Feeders!$I5:$I521))","v":0},null,0,0,0,0,0,0,0,0,0,0,0,0,0,0,0,0,0,0,0,0,0,0,0]
[1,{"$f":"IF(AssetType=\"Transformer\", FALSE, B22)","v":false},null,null,{"$f":"E3*$B26*E22*OUTAGE_DUR*1000","v":0},0,{"$f":"G3*$B26*G22*OUTAGE_DUR*1000","v":0},0,0,0,0,0,0,0,0,0,0,0,0,0,0,0,0,0,0,0,0]
[2,{"$f":"IF(AssetType=\"Transformer\", FALSE, B23)","v":false},null,null,{"$f":"E4*$B27*E23*OUTAGE_DUR*1000","v":0},0,0,0,0,0,0,0,0,0,0,0,0,0,0,0,0,0,0,0,0,0,0]
[3,{"$f":"IF(AssetType=\"Transformer\", FALSE, B24)","v":false},null,null,{"$f":"E5*$B28*E24*OUTAGE_DUR*1000","v":0},0,0,0,0,0,0,0,0,0,0,0,0,0,0,0,0,0,0,0,0,0,0]
[4,{"$f":"IF(AssetType=\"Transformer\", FALSE, B25)","v":false},null,null,{"$f":"E6*$B29*E25*OUTAGE_DUR*1000","v":0},0,0,0,0,0,0,0,0,0,0,0,0,0,0,0,0,0,0,0,0,0,0]
[null,null,null,"Total kWh",{"$f":"SUM(E26:E29)","v":0},{"$f":"SUM(F26:F29)","v":0},0,0,0,0,0,0,0,0,0,0,0,0,0,0,0,0,0,0,0,0,0]
[]
["Reliability Functions","A","B","Chosen Asset",{"$f":"AssetType","v":"Transformer"}]
["Transformer",3.6,105,"A",{"$f":"VLOOKUP($E$32,$A$33:$C$35,2,FALSE)","v":3.6}]
["Indoor CB",9.8000000000000007,80,"B",{"$f":"VLOOKUP($E$32,$A$33:$C$35,3,FALSE)","v":105}]
["Outdoor CB",9.8000000000000007,80,"Major",{"$f":"IF($E$32=\"Transformer\",POC_TX_MAJOR,IF($E$32=\"Indoor CB\",POC_INDOOR_MAJOR,POC_OUTDOOR_MAJOR))","v":0.77}]
[null,null,null,"Minor",{"$f":"IF($E$32=\"Transformer\",POC_TX_MINOR,IF($E$32=\"Indoor CB\",POC_INDOOR_MINOR,POC_OUTDOOR_MINOR))","v":0.23}]
["Hazard function",null,null,null,null,null,null,"Sensitivity Analysis Limits","PoF- Lower","PoF - Upper"]
["Age","Base Failure Hazard Function","Major Failure","Minor Failure","1 in..",null,null,"Transformer"]
[1,{"$f":"IF(_xlfn.WEIBULL.DIST(A39,$E$33,$E$34,FALSE)/(1-_xlfn.WEIBULL.DIST(A39,$E$33,$E$34,TRUE))<0.0001,0.0001,_xlfn.WEIBULL.DIST(A39,$E$33,$E$34,FALSE)/(1-_xlfn.WEIBULL.DIST(A39,$E$33,$E$34,TRUE)))","v":1E-4},{"$f":"IF($E$32=\"TRANSFORMER\",(_xlfn.WEIBULL.DIST(A39,$E$33,$E$34,FALSE)/(1-_xlfn.WEIBULL.DIST(A39,$E$33,$E$34,TRUE))/$B$160)*$E$35,B39*$E$35)","v":2.6201353243956029E-7},{"$f":"IF($E$32=\"TRANSFORMER\",(C39/$B$160)*$E$36,$E$36*B39)","v":1.0761270082339082E-7},{"$f":"1/B39","v":10000},null,null,"Indoor CB"]
[2,{"$f":"IF(_xlfn.WEIBULL.DIST(A40,$E$33,$E$34,FALSE)/(1-_xlfn.WEIBULL.DIST(A40,$E$33,$E$34,TRUE))<0.0001,0.0001,_xlfn.WEIBULL.DIST(A40,$E$33,$E$34,FALSE)/(1-_xlfn.WEIBULL.DIST(A40,$E$33,$E$34,TRUE)))","v":1E-4},{"$f":"IF($E$32=\"TRANSFORMER\",(_xlfn.WEIBULL.DIST(A40,$E$33,$E$34,FALSE)/(1-_xlfn.WEIBULL.DIST(A40,$E$33,$E$34,TRUE))/$B$160)*$E$35,B40*$E$35)","v":1.5885530070742043E-6},{"$f":"IF($E$32=\"TRANSFORMER\",(C40/$B$160)*$E$36,$E$36*B40)","v":6.5244141361976255E-7},{"$f":"1/B40","v":10000},null,null,"Outdoor CB"]
[3,1E-4,4.5586787079717349E-6,1.8723144693455339E-6,10000]
[4,1E-4,9.6311844384091253E-6,3.9556650372037481E-6,10000]
[5,1E-4,1.7204645702063835E-5,7.0661937704905035E-6,10000]
[6,1E-4,2.7638659356283902E-5,1.1351592235616602E-5,10000,null,null,"Conditional Probability"]
[7,1E-4,4.126469375198803E-5,1.694799921956651E-5,10000,null,null,"Scenario","β"]
[8,1E-4,5.8392583233655408E-5,2.3982668113822758E-5,10000,null,null,"6 Month",{"$f":"IF(AND($B$1=\"BR\",$E$32=\"TRANSFORMER\"),(0.24-0.05)/2+0.05,0.24)","v":0.24}]
[9,1E-4,7.9314802441773178E-5,3.2575722431442555E-5,10000,null,null,"4 Month",{"$f":"IF(AND($B$1=\"BR\",$E$32=\"TRANSFORMER\"),(0.22-0.05)/2+0.05,0.22)","v":0.22}]
[10,1E-4,{"$f":"IF($E$32=\"TRANSFORMER\",(_xlfn.WEIBULL.DIST(A48,$E$33,$E$34,FALSE)/(1-_xlfn.WEIBULL.DIST(A48,$E$33,$E$34,TRUE))/$B$160)*$E$35,B48*$E$35)","v":1.043094660462404E-4},{"$f":"IF($E$32=\"TRANSFORMER\",(C48/$B$160)*$E$36,$E$36*B48)","v":4.2841387840420165E-5},10000,null,null,"1 Month",{"$f":"IF(AND($B$1=\"BR\",$E$32=\"TRANSFORMER\"),(0.15-0.05)/2+0.05,0.15)","v":0.15}]
[11,1E-4,{"$f":"IF($E$32=\"TRANSFORMER\",(_xlfn.WEIBULL.DIST(A49,$E$33,$E$34,FALSE)/(1-_xlfn.WEIBULL.DIST(A49,$E$33,$E$34,TRUE))/$B$160)*$E$35,B49*$E$35)","v":1.3364253460886968E-4},5.4888898142928621E-5,10000,null,null,"1 week",{"$f":"IF(AND($B$1=\"BR\",$E$32=\"TRANSFORMER\"),(0.08-0.05)/2+0.05,0.08)","v":0.08}]
[12,1.2186872396351168E-4,1.6756949544982855E-4,6.8823185631179592E-5,8205.5507555770164,null,null,"Nil",0.05]
[13,1.500630399675307E-4,2.0633667995535471E-4,8.4745422124520684E-5,6663.8660673299109]
[14,1.8195077798361119E-4,2.5018231972746537E-4,1.0275345274520898E-4,5495.9918890265626]
[15,2.1769993414238564E-4,2.9933740944578023E-4,1.2294215030808829E-4,4593.4786518858318]
[16,2.5747376223589477E-4,3.540264230743553E-4,1.4540370947696736E-4,3883.8908917010754]
[17,3.0143121195159479E-4,4.1446791643344282E-4,1.7022789424944973E-4,3317.5064835707344]
[18,3.4972730190689432E-4,4.8087504012197971E-4,1.9750224862152737E-4,2859.3706998209241]
[19,4.0251344043733554E-4,5.5345598060133636E-4,2.2731227774697743E-4,2484.3890899978105]
[20,4.599377039422265E-4,6.3241434292056139E-4,2.5974160512808769E-4,2174.2074881636831]
[21,5.2214508033349887E-4,7.1794948545856089E-4,2.9487211009905179E-4,1915.1765240444108]
[22,5.8927768348248115E-4,8.1025681478841152E-4,3.327840489309547E-4,1696.9928236383473]
[23,6.6147494333086991E-4,9.09528047079946E-4,3.7355616219354927E-4,1511.7730612205514]
[24,7.3887377540391038E-4,1.0159514411803767E-3,4.1726577048479754E-4,1353.411141779045]
[25,8.2160873275248048E-4,1.1297120075346606E-3,4.6398886023744988E-4,1217.1243563221255]
[26,9.0981214279879251E-4,1.2509916963483398E-3,5.1380016100021101E-4,1099.1279990216099]
[27,1.0036142311270636E-3,1.3799695677997122E-3,5.6677321534631035E-4,996.39878449809862]
[28,1.1031432339168607E-3,1.5168219466356833E-3,6.2298044236822699E-4,906.50059688927558]
[29,1.208525500441483E-3,1.6617225631070391E-3,6.824931955618195E-4,827.45461277787922]
[30,1.3198855868313463E-3,1.8148426818931011E-3,7.4538181577752359E-4,757.64142739122053]
[31,1.437346342121143E-3,1.9763512204165716E-3,8.1171567981394902E-4,695.72654181890812]
[32,1.561028987450822E-3,2.14641485774488E-3,8.815632451452185E-4,640.6030945222941]
[33,1.691053189167525E-3,2.3251981351053467E-3,9.5499209120398154E-4,591.34745518695479]
[34,1.8275371264733576E-3,2.5128635489008663E-3,1.0320689575842844E-3,547.18450613899381]
[35,1.970597554178236E-3,2.7095716369950743E-3,1.1128597794801197E-3,507.46028679458732]
[36,2.1203498610450535E-3,2.9154810589369484E-3,1.1974297206348182E-3,471.62028228074189]
[37,2.2769081241533493E-3,3.1307486707108545E-3,1.2858432040419581E-3,439.1920734051763]
[38,2.4403851596558638E-3,3.3555295945268122E-3,1.3781639406092263E-3,409.77138221124784]
[39,2.6108925702579703E-3,3.5899772841047088E-3,1.4744549559715767E-3,383.01078006483988]
[40,2.7885407897119507E-3,3.834243585853932E-3,1.5747786156185791E-3,358.6104975367054]
[41,2.9734391245852588E-3,4.08847879630473E-3,1.6791966484822997E-3,336.31090400731915]
[42,3.1656957935335488E-3,4.3528317161086296E-3,1.7877701691160442E-3,315.88632175039163]
[43,3.365417964284489E-3,4.627449700891172E-3,1.9005596985803026E-3,297.13991266835319]
[44,3.5727117885170708E-3,4.9124787092109717E-3,2.0176251841402203E-3,279.89943191445371]
[45,3.7876824348019793E-3,5.2080633478527212E-3,2.139026017868082E-3,264.0136857334715]
[46,4.0104341197525067E-3,5.5143469146596959E-3,2.264821054235232E-3,249.34956419673398]
[47,4.2410701375204512E-3,5.8314714390906202E-3,2.3950686267693619E-3,235.78954546237514]
[48,4.4796928877591617E-3,6.1595777206688469E-3,2.5298265638461332E-3,223.22958851320305]
[49,4.7264039021638815E-3,6.4988053654753365E-3,2.6691522036773698E-3,211.57734732365375]
[50,4.9813038696901969E-3,6.8492928208240197E-3,2.8131024085527225E-3,200.75065207017639]
[51,5.2444926605415953E-3,7.2111774082446933E-3,2.9617335783862133E-3,190.67621307276855]
[52,5.5160693490098169E-3,7.5845953548884983E-3,3.115101663614919E-3,181.28851120762448]
[53,5.7961322352441868E-3,7.9696818234607572E-3,3.2732621774928111E-3,172.52884499759358]
[54,6.084778866019545E-3,8.3665709407768751E-3,3.4362702078190735E-3,164.34450980371713]
[55,6.3821060545670768E-3,8.7753958250297304E-3,3.6041804281372104E-3,156.68808876724847]
[56,6.6882098995265657E-3,9.1962886118490267E-3,3.7770471084379929E-3,149.51683858946868]
[57,7.0031858030745117E-3,9.6293804792274527E-3,3.9549241253969891E-3,142.79215604432255]
[58,7.3271284882776887E-3,1.0074801671381821E-2,4.1378649721746765E-3,136.47911342074192]
[59,7.6601320157184934E-3,1.0532681521612929E-2,4.3259227678053092E-3,130.54605298551158]
[60,8.002289799434268E-3,1.1003148474222117E-2,4.5191502661983693E-3,124.96423212149806]
[61,8.353694622210658E-3,1.1486330105539655E-2,4.7175998647752153E-3,119.70751209186142]
[62,8.7144386502645572E-3,1.1982353144113765E-2,4.9213236127610104E-3,114.75208445808974]
[63,9.0846134473515465E-3,1.2491343490108376E-2,5.130373219151654E-3,110.0762300779602]
[64,9.4643099883286383E-3,1.3013426233951877E-2,5.3448000603730922E-3,105.66010636097056]
[65,9.85361867220182E-3,1.3548725674277499E-2,5.5646551876496865E-3,101.48555908918151]
[66,{"$f":"IF(_xlfn.WEIBULL.DIST(A104,$E$33,$E$34,FALSE)/(1-_xlfn.WEIBULL.DIST(A104,$E$33,$E$34,TRUE))<0.0001,0.0001,_xlfn.WEIBULL.DIST(A104,$E$33,$E$34,FALSE)/(1-_xlfn.WEIBULL.DIST(A104,$E$33,$E$34,TRUE)))","v":1.025262933468582E-2},{"$f":"IF($E$32=\"TRANSFORMER\",(_xlfn.WEIBULL.DIST(A104,$E$33,$E$34,FALSE)/(1-_xlfn.WEIBULL.DIST(A104,$E$33,$E$34,TRUE))/$B$160)*$E$35,B104*$E$35)","v":1.4097365335193001E-2},{"$f":"IF($E$32=\"TRANSFORMER\",(C104/$B$160)*$E$36,$E$36*B104)","v":5.7899893340971247E-3},{"$f":"1/B104","v":97.535955641825979}]
[67,1.0661431260301392E-2,1.4659467982914412E-2,6.0208529215541326E-3,93.796036909563171]
[68,1.1080113194033911E-2,1.5235155641796628E-2,6.2572960671664719E-3,90.251785562845171]
[69,1.1508763352575446E-2,1.5824549609791235E-2,6.4993685897356858E-3,86.890308659984626]
[70,1.194746943517132E-2,1.6427770473360564E-2,6.7471200158445172E-3,83.699732853567298]
[71,1.2396318634090136E-2,1.7044938121873937E-2,7.000599585769653E-3,80.669110686617799]
[72,1.2855397644736036E-2,1.7676171761512049E-2,7.2598562591924482E-3,77.788336668798024]
[73,1.3324792675419835E-2,1.8321589928702271E-2,7.5249387207170027E-3,75.048071993247149]
[74,1.3804589456805412E-2,1.8981310503107439E-2,7.79589538520484E-3,72.439676900859823]
[75,1.4294873251046118E-2,1.965545072018841E-2,8.0727744029345239E-3,69.955149824558163]
[76,1.4795728860626066E-2,2.034412718336084E-2,8.3556236645946306E-3,67.58707255451057]
[77,1.5307240636918639E-2,2.1047455875763128E-2,8.644490806116999E-3,65.328560758897225]
[78,1.5829492488475681E-2,2.176555217165406E-2,8.9394232133579166E-3,63.173219275856653]
[79,1.6362567889059099E-2,2.2498530847456261E-2,9.2404680266338218E-3,61.115101662536375]
[80,1.6906549885425545E-2,2.3246506092460123E-2,9.54767214511755E-3,59.148673548235863]
[81,1.7461521104875533E-2,2.4009591519203854E-2,9.8610822311015825E-3,57.26877939177843]
[82,1.8027563762576245E-2,2.4787900173542338E-2,1.0180744714133459E-2,55.470612289605022]
[83,1.8604759668668199E-2,2.5581544544418772E-2,1.0506705795029138E-2,53.749686521566545]
[84,1.919319023516429E-2,2.6390636573350897E-2,1.0839011449769117E-2,52.101812556824285]
[85,1.9792936482649712E-2,2.721528766364335E-2,1.1177707433282089E-2,50.523074273319168]
[86,2.0404079046790809E-2,2.8055608689337361E-2,1.1522839283120702E-2,49.009808171532342]
[87,2.1026698184660804E-2,2.8911710003908603E-2,1.187445232303389E-2,47.558584387229679]
[88,2.1660873780889274E-2,2.9783701448722749E-2,1.22325916664397E-2,46.166189328995095]
[89,2.2306685353642101E-2,3.0671692361257885E-2,1.2597302219802346E-2,44.829609784975339]
[90,2.296421206043921E-2,3.1575791583103911E-2,1.2968628685917678E-2,43.546018359703048]
[91,2.3633532703815196E-2,3.2496107467745894E-2,1.3346615567109919E-2,42.312760116415795]
[92,2.4314725736829683E-2,3.3432747888140817E-2,1.3731307168343549E-2,41.127340313170514]
[93,2.5007869268432473E-2,3.4385820244094652E-2,1.4122747600253159E-2,39.987413132485614]
[94,2.5713041068689123E-2,3.5355431469447543E-2,1.4520980782094527E-2,38.890771314393618]
[95,2.6430318573872028E-2,3.6341688039074033E-2,1.4926050444619691E-2,37.835336611816729]
[96,2.7159778891421429E-2,3.7344695975704459E-2,1.5338000132878615E-2,36.819150995218735]
[97,2.7901498804781696E-2,3.8364560856574831E-2,1.5756873208950375E-2,35.840368540654246]
[98,2.8655554778116803E-2,3.9401387819910601E-2,1.6182712854606138E-2,34.897247941738101]
[99,2.9422022960909251E-2,4.0455281571250216E-2,1.661556207390634E-2,33.988145591777361]
[100,3.02009791924472E-2,4.1526346389614902E-2,1.7055463695734692E-2,33.111509187426762]
[101,3.0992499006201591E-2,4.2614686133527188E-2,1.7502460376270096E-2,32.265871809817604]
[102,3.1796657634100306E-2,4.3720404246887917E-2,1.7956594601400394E-2,31.449846443217059]
[103,3.2613530010699575E-2,4.4843603764711908E-2,1.8417908689078104E-2,30.662120894976052]
[104,3.3443190777257631E-2,4.5984387318729239E-2,1.8886444791620938E-2,29.90145308383762]
[105,3.4285714285714336E-2,4.7142857142857209E-2,1.9362244897959208E-2,29.166666666666625]
[106,3.5141174602578172E-2,4.8319115078544986E-2,1.9845350835830975E-2,28.456646976354453]
[107,3.6009645512725397E-2,4.951326257999742E-2,2.0335804273927512E-2,27.770337246075123]
[108,3.6891200523112719E-2,5.072540071927998E-2,2.083364672398999E-2,27.106735097262277]
[109,3.7785912866406868E-2,5.1955630191309443E-2,2.1338919542859235E-2,26.464889270652993]
[110,3.8693855504534538E-2,5.3204051318734992E-2,2.1851663934480445E-2,25.843896581533723]
[111,3.9615101132152664E-2,5.4470764056709906E-2,2.2371920951862995E-2,25.242899081945637]
[112,4.0549722180044989E-2,5.5755867997561853E-2,2.2899731498998616E-2,24.661081414069766]
[113,4.1497790818443993E-2,5.7059462375360484E-2,2.343513633273734E-2,24.097668340347958]
[114,4.2459378960281867E-2,5.8381646070387566E-2,2.3978176064623463E-2,23.551922437100139]
[115,4.3434558264373403E-2,5.9722517613513423E-2,2.4528891162693012E-2,23.023141939496508]
[116,4.4423400138531147E-2,6.1082175190480328E-2,2.5087321953232992E-2,22.510658726742498]
[117,4.5425975742616066E-2,6.2460716646097092E-2,2.5653508622504161E-2,22.013836437240396]
[118,4.6442355991524846E-2,6.3858239488346652E-2,2.622749121842809E-2,21.532068704319986]
[]
["UQ Research"]
["Ratio of Failure Modes",null,"Major","Minor"]
["Winding",0.56000000000000005,1,0]
["Bushing",0.04,0.2,0.8]
["OLTC",0.16,0.5,0.5]
["Other",0.24,0.5,0.5]
[]
["Total Major Failure",null,{"$f":"SUMPRODUCT((C160:C163)*(B160:B163))/SUM(B160:B163)","v":0.76800000000000002}]
["Total Minor Failure",null,{"$f":"SUMPRODUCT((D160:D163)*(B160:B163))/SUM(B160:B163)","v":0.23199999999999998}]
[]
[]
["Station","Trans/Bus #","REF","Transformer Yr","CB Yr","Cyclic Rating","2Hr Rating","Modified Year",null,null,"ZSS","Substation Float ","% of Nominal"]
["BH",1,"BH #1",1981,1984,35.15,42.44,{"$f":"IF(OR(ISREPLACE,ISREPLACE2DIFF,ISREPLACE2SAME),2018,9999)","v":9999},null,null,"BH",22.7,{"$f":"IF(L170>16,L170/22,IF(L170>8,L170/11,L170/6.6))","v":1.0318181818181817}]
["BH",2,"BH #2",1981,1984,35.15,42.44,{"$f":"IF(OR(ISREPLACE2DIFF,ISREPLACE2SAME),2018,9999)","v":9999},null,null,"BR",11.7,{"$f":"IF(L171>16,L171/22,IF(L171>8,L171/11,L171/6.6))","v":1.0636363636363635}]
["BH",3,"BH #3",2013,2013,45.14,47.58,{"$f":"IF($B$3=\"Transformer\",D172,E172)","v":2013},null,null,"BT",11.65,1.0590909090909091]
["BH",4,"BH #4",9999,9999,42,44,{"$f":"IF(ISADDITIONAL, 2018,9999)","v":9999},null,null,"BU",11.3,1.0272727272727273]
["BR",1,"BR #1",1966,1967,29.59,30.45,{"$f":"IF(OR(ISREPLACE,ISREPLACE2DIFF,ISREPLACE2SAME),2018,9999)","v":9999},null,null,"BW",11.32,1.0290909090909091]
["BR",2,"BR #2",1968,1967,29.63,30.45,{"$f":"IF(OR(ISREPLACE2DIFF,ISREPLACE2SAME),2018,9999)","v":9999},null,null,"CDA",22.4,1.0181818181818181]
["BR",3,"BR #3",9999,9999,42,44,{"$f":"IF(ISADDITIONAL, 2018,9999)","v":9999},null,null,"CFD",11.5,1.0454545454545454]
["BT",1,"BT #1",1969,1969,29.31,30.45,{"$f":"IF(OR(ISREPLACE,ISREPLACE2DIFF,ISREPLACE2SAME),2018,9999)","v":9999},null,null,"CM",11.5,1.0454545454545454]
["BT",2,"BT #2",1969,1969,29.31,30.45,{"$f":"IF(OR(ISREPLACE2DIFF,ISREPLACE2SAME),2018,9999)","v":9999},null,null,"CRM",22.3,1.0136363636363637]
["BT",3,"BT #3",9999,9999,42,44,{"$f":"IF(ISADDITIONAL, 2018,9999)","v":9999},null,null,"DC",22.8,1.0363636363636364]
["BU",2,"BU #2",1972,1972,28.93,30.45,{"$f":"IF(OR(ISREPLACE,ISREPLACE2DIFF,ISREPLACE2SAME),2018,9999)","v":9999},null,null,"DMA",22.2,1.009090909090909]
["BU",1,"BU #1",1972,1972,28.93,30.45,{"$f":"IF(OR(ISREPLACE2DIFF,ISREPLACE2SAME),2018,9999)","v":9999},null,null,"DN",22.33,1.0149999999999999]
["BU",3,"BU #3",9999,9999,42,44,{"$f":"IF(ISADDITIONAL, 2018,9999)","v":9999},null,null,"DSH",22.3,1.0136363636363637]
["BW",1,"BW #1",2015,9999,18.78,18.97,{"$f":"IF(B14=\"Transformer\",D183,E183)","v":9999},null,null,"DVY",22.4,1.0181818181818181]
["BW",2,"BW #2",2014,2011,18.78,18.97,{"$f":"IF(B15=\"Transformer\",D184,E184)","v":2011},null,null,"EB",22.5,1.0227272727272727]
["BW",3,"BW #3",1962,2011,12.34,12.33,{"$f":"IF(B16=\"Transformer\",D185,E185)","v":2011},null,null,"EL",11.4,1.0363636363636364]
["BW",4,"BW #4",9999,9999,18.78,18.97,{"$f":"IF(ISADDITIONAL, 2018,9999)","v":9999},null,null,"EM",11.5,1.0454545454545454]
["CDA",2,"CDA #2",1999,2002,25.31,28.59,{"$f":"IF($B$3=\"Transformer\",D187,E187)","v":1999},null,null,"EW",11.7,1.0636363636363635]
["CDA",1,"CDA #1",2002,2013,45.82,49.82,{"$f":"IF($B$3=\"Transformer\",D188,E188)","v":2002},null,null,"FSH",22.7,1.0318181818181817]
["CDA",3,"CDA #3",9999,9999,42,44,{"$f":"IF(ISADDITIONAL, 2018,9999)","v":9999},null,null,"FTN",22.5,1.0227272727272727]
["CFD",1,"CFD #1",2007,2007,40.380000000000003,46.81,{"$f":"IF(OR(ISREPLACE,ISREPLACE2DIFF,ISREPLACE2SAME),2018,9999)","v":9999},null,null,"GW",22.35,1.0159090909090909]
["CFD",2,"CFD #2",2007,2008,40.229999999999997,46.81,{"$f":"IF(OR(ISREPLACE2DIFF,ISREPLACE2SAME),2018,9999)","v":9999},null,null,"HGS",22.9,1.0409090909090908]
["CM",2,"CM #2",1961,2005,29.5,32.42,{"$f":"IF(OR(ISREPLACE,ISREPLACE2DIFF,ISREPLACE2SAME),2018,9999)","v":9999},null,null,"HT",22.6,1.0272727272727273]
["CM",1,"CM #1",1961,2005,29.5,32.42,{"$f":"IF(OR(ISREPLACE2DIFF,ISREPLACE2SAME),2018,9999)","v":9999},null,null,"K",11.5,1.0454545454545454]
["CRM",1,"CRM #1",1969,1963,36.39,40.799999999999997,{"$f":"IF(OR(ISREPLACE,ISREPLACE2DIFF,ISREPLACE2SAME),2018,9999)","v":9999},null,null,"KBH",22.5,1.0227272727272727]
["CRM",2,"CRM #2",1976,1976,36.39,45.67,{"$f":"IF(OR(ISREPLACE2DIFF,ISREPLACE2SAME),2018,9999)","v":9999},null,null,"LD",22.5,1.0227272727272727]
["CRM",3,"CRM #3",2009,2009,45.9,45.9,{"$f":"IF($B$3=\"Transformer\",D196,E196)","v":2009},null,null,"LWN",22.3,1.0136363636363637]
["CRM",4,"CRM #4",9999,9999,42,44,{"$f":"IF(ISADDITIONAL, 2018,9999)","v":9999},null,null,"M",11.465,1.0422727272727272]
["DC",1,"DC #1",1963,1963,35.46,40.14,{"$f":"IF(OR(ISREPLACE,ISREPLACE2DIFF,ISREPLACE2SAME),2018,9999)","v":9999},null,null,"MC",22.5,1.0227272727272727]
["DC",3,"DC #3",1963,1963,35.46,40.14,{"$f":"IF(OR(ISREPLACE2DIFF,ISREPLACE2SAME),2018,9999)","v":9999},null,null,"MGE",22.2,1.009090909090909]
["DC",2,"DC #2",1968,1969,36.54,39.200000000000003,{"$f":"IF($B$3=\"Transformer\",D200,E200)","v":1968},null,null,"MR",11.4,1.0363636363636364]
["DC",4,"DC #4",2024,9999,42,44,{"$f":"IF(ISADDITIONAL, 2018,9999)","v":9999},null,null,"MTN",22.6,1.0272727272727273]
["DMA",1,"DMA #1",2005,2005,44.34,47.58,{"$f":"IF($B$3=\"Transformer\",D202,E202)","v":2005},null,null,"NB",11.5,1.0454545454545454]
["DMA",2,"DMA #2",2016,2015,44.34,47.58,{"$f":"IF($B$3=\"Transformer\",D203,E203)","v":2016},null,null,"NO",22.6,1.0272727272727273]
["DMA",3,"DMA #3",9999,9999,42,44,{"$f":"IF(ISADDITIONAL, 2018,9999)","v":9999},null,null,"NP",22.75,1.0340909090909092]
["DN",1,"DN #1",1949,1960,43.86,45.67,{"$f":"IF($B$3=\"Transformer\",D205,E205)","v":1949},null,null,"NW",22.5,1.0227272727272727]
["DN",2,"DN #2",2006,2006,41.41,45.52,{"$f":"IF($B$3=\"Transformer\",D206,E206)","v":2006},null,null,"OAK",11.5,1.0454545454545454]
["DN",3,"DN #3",2013,1960,43.86,45.67,{"$f":"IF($B$3=\"Transformer\",D207,E207)","v":2013},null,null,"OE",11.7,1.0636363636363635]
["DN",4,"DN #4",9999,9999,42,44,{"$f":"IF(ISADDITIONAL, 2018,9999)","v":9999},null,null,"OR",11.5,1.0454545454545454]
["DSH",1,"DSH #1",1965,1966,32.43,34.94,{"$f":"IF($B$3=\"Transformer\",D209,E209)","v":1965},null,null,"RBD",22.4,1.0181818181818181]
["DSH",2,"DSH #2",2017,1966,47.58,47.58,{"$f":"IF($B$3=\"Transformer\",D210,E210)","v":2017},null,null,"SH",6.7,1.0151515151515151]
["DSH",3,"DSH #3",2017,1966,47.58,47.58,{"$f":"IF($B$3=\"Transformer\",D211,E211)","v":2017},null,null,"SR",11.6,1.0545454545454545]
["DSH",4,"DSH #4",9999,9999,42,44,{"$f":"IF(ISADDITIONAL, 2018,9999)","v":9999},null,null,"SS",22.4,1.0181818181818181]
["DVY",3,"DVY #3",1999,2004,43.05,46.44,{"$f":"IF($B$3=\"Transformer\",D213,E213)","v":1999},null,null,"STO",22.1,1.0045454545454546]
["DVY",1,"DVY #1",2003,2002,45.1,50.72,{"$f":"IF($B$3=\"Transformer\",D214,E214)","v":2003},null,null,"SV",22.4,1.0181818181818181]
["DVY",2,"DVY #2",2012,2002,45.1,50.72,{"$f":"IF($B$3=\"Transformer\",D215,E215)","v":2012},null,null,"SVW",22.4,1.0181818181818181]
["EB",1,"EB #1",1967,1967,33.130000000000003,39.49,{"$f":"IF(OR(ISREPLACE,ISREPLACE2DIFF,ISREPLACE2SAME),2018,9999)","v":9999},null,null,"WD",11.5,1.0454545454545454]
["EB",2,"EB #2",1967,1967,33.130000000000003,39.49,{"$f":"IF(OR(ISREPLACE2DIFF,ISREPLACE2SAME),2018,9999)","v":9999}]
["EB",3,"EB #3",2007,2007,43.65,47.58,{"$f":"IF($B$3=\"Transformer\",D218,E218)","v":2007}]
["EB",4,"EB #4",9999,9999,42,44,{"$f":"IF(ISADDITIONAL, 2018,9999)","v":9999}]
["EL",3,"EL #3",1963,1963,32.24,36.979999999999997,{"$f":"IF(OR(ISREPLACE,ISREPLACE2DIFF,ISREPLACE2SAME),2018,9999)","v":9999}]
["EL",1,"EL #1",9999,9999,42,44,{"$f":"IF(ISADDITIONAL, 2018,9999)","v":9999}]
["EL",2,"EL #2",1963,1963,32.229999999999997,36.97,{"$f":"IF(OR(ISREPLACE2DIFF,ISREPLACE2SAME),2018,9999)","v":9999}]
["EM",1,"EM #1",1963,1963,30.51,36.35,{"$f":"IF(OR(ISREPLACE,ISREPLACE2DIFF,ISREPLACE2SAME),2018,9999)","v":9999}]
["EM",2,"EM #2",1963,1963,31.88,37.130000000000003,{"$f":"IF(OR(ISREPLACE2DIFF,ISREPLACE2SAME),2018,9999)","v":9999}]
["EM",3,"EM #3",9999,9999,42,44,{"$f":"IF(AssetType=\"Indoor CB\", 2023, IF(ISADDITIONAL, 2018,9999))","v":9999}]
["EW",3,"EW #3",9999,9999,42,44,{"$f":"IF(ISADDITIONAL, 2018,9999)","v":9999}]
["EW",2,"EW #2",1969,1969,27.59,30.01,{"$f":"IF(OR(ISREPLACE,ISREPLACE2DIFF,ISREPLACE2SAME),2018,9999)","v":9999}]
["EW",1,"EW #1",1969,1969,27.63,30.01,{"$f":"IF(OR(ISREPLACE2DIFF,ISREPLACE2SAME),2018,9999)","v":9999}]
["FSH",1,"FSH #1",1967,1967,30.02,33.96,{"$f":"IF($B$3=\"Transformer\",D229,E229)","v":1967}]
["FSH",2,"FSH #2",1989,1992,43.01,47.58,{"$f":"IF($B$3=\"Transformer\",D230,E230)","v":1989}]
["FSH",3,"FSH #3",2011,1967,44.34,47.58,{"$f":"IF($B$3=\"Transformer\",D231,E231)","v":2011}]
["FSH",4,"FSH #4",9999,9999,42,44,{"$f":"IF(ISADDITIONAL, 2018,9999)","v":9999}]
["FTN",3,"FTN #3",9999,9999,42,44,{"$f":"IF(ISADDITIONAL, 2018,9999)","v":9999}]
["FTN",1,"FTN #1",2003,2003,44.53,47.58,{"$f":"IF(OR(ISREPLACE,ISREPLACE2DIFF,ISREPLACE2SAME),2018,9999)","v":9999}]
["FTN",2,"FTN #2",2005,2005,44.53,47.58,{"$f":"IF(OR(ISREPLACE2DIFF,ISREPLACE2SAME),2018,9999)","v":9999}]
["GW",1,"GW #1",1963,1963,33.89,39.07,{"$f":"IF(OR(ISREPLACE,ISREPLACE2DIFF,ISREPLACE2SAME),2018,9999)","v":9999}]
["GW",3,"GW #3",1963,1963,33.89,39.07,{"$f":"IF(OR(ISREPLACE2DIFF,ISREPLACE2SAME),2018,9999)","v":9999}]
["GW",2,"GW #2",1970,1967,35.43,38.630000000000003,{"$f":"IF($B$3=\"Transformer\",D238,E238)","v":1970}]
["GW",4,"GW #4",9999,9999,42,44,{"$f":"IF(ISADDITIONAL, 2018,9999)","v":9999}]
["HGS",1,"HGS #1",1979,1981,38.28,44.96,{"$f":"IF(OR(ISREPLACE,ISREPLACE2DIFF,ISREPLACE2SAME),2018,9999)","v":9999}]
["HGS",2,"HGS #2",9999,9999,42,44,{"$f":"IF(ISADDITIONAL, 2018,9999)","v":9999}]
["HGS",3,"HGS #3",1979,1981,38.28,44.96,{"$f":"IF(OR(ISREPLACE2DIFF,ISREPLACE2SAME),2018,9999)","v":9999}]
["HT",2,"HT #2",1967,1970,32.49,37.630000000000003,{"$f":"IF($B$3=\"Transformer\",D243,E243)","v":1967}]
["HT",1,"HT #1",1994,1964,30.07,34.9,{"$f":"IF(OR(ISREPLACE,ISREPLACE2DIFF,ISREPLACE2SAME),2018,9999)","v":9999}]
["HT",3,"HT #3",1963,1964,30.07,34.9,{"$f":"IF(OR(ISREPLACE2DIFF,ISREPLACE2SAME),2018,9999)","v":9999}]
["HT",4,"HT #4",9999,9999,42,44,{"$f":"IF(ISADDITIONAL, 2018,9999)","v":9999}]
["K",1,"K #1",9999,9999,42,44,{"$f":"IF($B$3=\"Transformer\",D247,E247)","v":9999}]
["K",2,"K #2",1969,1960,35.130000000000003,41.71,{"$f":"IF(OR(ISREPLACE,ISREPLACE2DIFF,ISREPLACE2SAME),2018,9999)","v":9999}]
["K",3,"K #3",1969,1960,35.130000000000003,41.71,{"$f":"IF(OR(ISREPLACE2DIFF,ISREPLACE2SAME),2018,9999)","v":9999}]
["KBH",2,"KBH #2",9999,9999,42,44,{"$f":"IF(ISADDITIONAL, 2018,9999)","v":9999}]
["KBH",3,"KBH #3",2014,2013,45.14,47.58,{"$f":"IF($B$3=\"Transformer\",D251,E251)","v":2014}]
["LD",1,"LD #1",1967,1971,32.909999999999997,37.74,{"$f":"IF(OR(ISREPLACE,ISREPLACE2DIFF,ISREPLACE2SAME),2018,9999)","v":9999}]
["LD",2,"LD #2",1967,1971,32.909999999999997,37.74,{"$f":"IF(OR(ISREPLACE2DIFF,ISREPLACE2SAME),2018,9999)","v":9999}]
["LD",3,"LD #3",2012,2012,45.14,47.58,{"$f":"IF($B$3=\"Transformer\",D254,E254)","v":2012}]
["LD",4,"LD #4",9999,9999,42,44,{"$f":"IF(ISADDITIONAL, 2018,9999)","v":9999}]
["LWN",3,"LWN #3",2009,2009,44.72,47.58,{"$f":"IF($B$3=\"Transformer\",D256,E256)","v":2009}]
["LWN",2,"LWN #2",2014,2014,44.72,47.58,{"$f":"IF($B$3=\"Transformer\",D257,E257)","v":2014}]
["LWN",1,"LWN #1",9999,9999,42,44,{"$f":"IF(ISADDITIONAL, 2018,9999)","v":9999}]
["M",2,"M #2",1961,2012,26.05,28.64,{"$f":"IF(OR(ISREPLACE,ISREPLACE2DIFF,ISREPLACE2SAME),2018,9999)","v":9999}]
["M",3,"M #3",1961,2012,26.05,28.64,{"$f":"IF(OR(ISREPLACE2DIFF,ISREPLACE2SAME),2018,9999)","v":9999}]
["M",1,"M #1",2012,2012,40.380000000000003,46.81,{"$f":"IF($B$3=\"Transformer\",D261,E261)","v":2012}]
["MC",1,"MC #1",1958,1958,27.05,29.29,{"$f":"IF(OR(ISREPLACE,ISREPLACE2DIFF,ISREPLACE2SAME),2018,9999)","v":9999}]
["MC",2,"MC #2",1958,1958,27.05,29.29,{"$f":"IF(OR(ISREPLACE2DIFF,ISREPLACE2SAME),2018,9999)","v":9999}]
["MC",3,"MC #3",2001,2001,43.85,47.58,{"$f":"IF($B$3=\"Transformer\",D264,E264)","v":2001}]
["MC",4,"MC #4",9999,9999,42,44,{"$f":"IF(ISADDITIONAL, 2018,9999)","v":9999}]
["MGE",1,"MGE #1",1986,1987,36.83,42.71,{"$f":"IF(OR(ISREPLACE,ISREPLACE2DIFF,ISREPLACE2SAME),2018,9999)","v":9999}]
["MGE",2,"MGE #2",1986,1987,36.83,42.71,{"$f":"IF(OR(ISREPLACE2DIFF,ISREPLACE2SAME),2018,9999)","v":9999}]
["MGE",3,"MGE #3",2002,2002,45.14,47.58,{"$f":"IF($B$3=\"Transformer\",D268,E268)","v":2002}]
["MGE",4,"MGE #4",9999,9999,42,44,{"$f":"IF(ISADDITIONAL, 2018,9999)","v":9999}]
["MR",2,"MR #2",9999,9999,42,44,{"$f":"IF(ISADDITIONAL, 2018,9999)","v":9999}]
["MR",1,"MR #1",2009,2009,38.46,38.46,{"$f":"IF(OR(ISREPLACE,ISREPLACE2DIFF,ISREPLACE2SAME),2018,9999)","v":9999}]
["MR",3,"MR #3",2009,2009,38.46,38.46,{"$f":"IF(OR(ISREPLACE2DIFF,ISREPLACE2SAME),2018,9999)","v":9999}]
["MTN",1,"MTN #1",9999,9999,42,44,{"$f":"IF(ISADDITIONAL, 2018,9999)","v":9999}]
["MTN",3,"MTN #3",2008,2012,45.14,47.58,{"$f":"IF($B$3=\"Transformer\",D274,E274)","v":2008}]
["MTN",2,"MTN #2",2012,2012,45.14,47.58,{"$f":"IF($B$3=\"Transformer\",D275,E275)","v":2012}]
["NB",1,"NB #1",9999,9999,42,44,{"$f":"IF(ISADDITIONAL, 2018,9999)","v":9999}]
["NB",2,"NB #2",2011,2016,43.43,47.58,{"$f":"IF(OR(ISREPLACE,ISREPLACE2DIFF,ISREPLACE2SAME),2018,9999)","v":9999}]
["NB",3,"NB #3",2011,2016,43.43,47.58,{"$f":"IF(OR(ISREPLACE2DIFF,ISREPLACE2SAME),2018,9999)","v":9999}]
["NO",2,"NO #2",1972,1972,35.99,41.25,{"$f":"IF(OR(ISREPLACE,ISREPLACE2DIFF,ISREPLACE2SAME),2018,9999)","v":9999}]
["NO",1,"NO #1",1972,1972,35.99,41.25,{"$f":"IF(OR(ISREPLACE2DIFF,ISREPLACE2SAME),2018,9999)","v":9999}]
["NO",3,"NO #3",2017,9999,44.34,47.58,2017]
["NP",1,"NP #1",1965,2012,34.79,39.51,{"$f":"IF(OR(ISREPLACE,ISREPLACE2DIFF,ISREPLACE2SAME),2018,9999)","v":9999}]
["NP",2,"NP #2",1965,2012,34.79,39.51,{"$f":"IF(OR(ISREPLACE2DIFF,ISREPLACE2SAME),2018,9999)","v":9999}]
["NP",3,"NP #3",1975,2012,36.61,41.33,{"$f":"IF($B$3=\"Transformer\",D284,E284)","v":1975}]
["NP",4,"NP #4",9999,9999,42,44,{"$f":"IF(ISADDITIONAL, 2018,9999)","v":9999}]
["NW",4,"NW #4",9999,9999,42,44,{"$f":"IF(ISADDITIONAL, 2018,9999)","v":9999}]
["NW",3,"NW #3",2005,2005,43.5,45.67,{"$f":"IF($B$3=\"Transformer\",D287,E287)","v":2005}]
["NW",2,"NW #2",2015,1970,43.5,45.67,{"$f":"IF(OR(ISREPLACE,ISREPLACE2DIFF,ISREPLACE2SAME),2018,9999)","v":9999}]
["NW",1,"NW #1",2016,1970,43.5,47.58,{"$f":"IF(OR(ISREPLACE2DIFF,ISREPLACE2SAME),2018,9999)","v":9999}]
["OAK",3,"OAK #3",2004,2004,41.65,44.62,{"$f":"IF($B$3=\"Transformer\",D290,E290)","v":2004}]
["OAK",2,"OAK #2",2004,2005,42.42,45.77,{"$f":"IF($B$3=\"Transformer\",D291,E291)","v":2004}]
["OAK",1,"OAK #1",9999,9999,42,44,{"$f":"IF(ISADDITIONAL, 2018,9999)","v":9999}]
["OE",1,"OE #1",1967,1970,30.45,30.45,{"$f":"IF(OR(ISREPLACE,ISREPLACE2DIFF,ISREPLACE2SAME),2018,9999)","v":9999}]
["OE",2,"OE #2",1967,1970,30.45,30.45,{"$f":"IF(OR(ISREPLACE2DIFF,ISREPLACE2SAME),2018,9999)","v":9999}]
["OE",4,"OE #4",9999,9999,42,44,{"$f":"IF(ISADDITIONAL, 2018,9999)","v":9999}]
["OR",1,"OR #1",9999,9999,42,44,{"$f":"IF(ISADDITIONAL, 2018,9999)","v":9999}]
["OR",2,"OR #2",1962,2013,30.85,33.380000000000003,{"$f":"IF(OR(ISREPLACE,ISREPLACE2DIFF,ISREPLACE2SAME),2018,9999)","v":9999}]
["OR",3,"OR #3",1962,2013,30.85,33.380000000000003,{"$f":"IF(OR(ISREPLACE2DIFF,ISREPLACE2SAME),2018,9999)","v":9999}]
["RBD",1,"RBD #1",2010,2010,44.95,47.58,{"$f":"IF(OR(ISREPLACE,ISREPLACE2DIFF,ISREPLACE2SAME),2018,9999)","v":9999}]
["RBD",2,"RBD #2",2010,2010,44.95,47.58,{"$f":"IF(OR(ISREPLACE2DIFF,ISREPLACE2SAME),2018,9999)","v":9999}]
["SR",2,"SR #2",1964,1964,34.61,36.71,{"$f":"IF(OR(ISREPLACE,ISREPLACE2DIFF,ISREPLACE2SAME),2018,9999)","v":9999}]
["SR",3,"SR #3",1964,1964,34.619999999999997,36.71,{"$f":"IF(OR(ISREPLACE2DIFF,ISREPLACE2SAME),2018,9999)","v":9999}]
["SS",2,"SS #2",1981,1981,39.35,45.48,{"$f":"IF(OR(ISREPLACE,ISREPLACE2DIFF,ISREPLACE2SAME),2018,9999)","v":9999}]
["SS",1,"SS #1",1981,1981,39.35,45.48,{"$f":"IF(OR(ISREPLACE2DIFF,ISREPLACE2SAME),2018,9999)","v":9999}]
["SS",3,"SS #3",9999,9999,42,44,{"$f":"IF(ISADDITIONAL, 2018,9999)","v":9999}]
["SH",3,"SH #3",1957,2013,10.63,11.77,{"$f":"IF($B$3=\"Transformer\",D306,E306)","v":1957}]
["SH",2,"SH #2",1957,2014,11.93,13.7,{"$f":"IF($B$3=\"Transformer\",D307,E307)","v":1957}]
["STO",1,"STO #1",1976,2013,35.81,47.58,{"$f":"IF(OR(ISREPLACE,ISREPLACE2DIFF,ISREPLACE2SAME),2018,9999)","v":9999}]
["STO",2,"STO #2",1976,2013,35.81,47.58,{"$f":"IF(OR(ISREPLACE2DIFF,ISREPLACE2SAME),2018,9999)","v":9999}]
["STO",3,"STO #3",9999,9999,42,44,{"$f":"IF(ISADDITIONAL, 2018,9999)","v":9999}]
["SV",1,"SV #1",9999,9999,42,44,{"$f":"IF(ISADDITIONAL, 2018,9999)","v":9999}]
["SV",2,"SV #2",1975,1975,39.270000000000003,46.13,{"$f":"IF($B$3=\"Transformer\",D312,E312)","v":1975}]
["SV",3,"SV #3",1985,1985,39.270000000000003,45.67,{"$f":"IF($B$3=\"Transformer\",D313,E313)","v":1985}]
["SVW",2,"SVW #2",1983,2006,39.28,45.67,{"$f":"IF($B$3=\"Transformer\",D314,E314)","v":1983}]
["SVW",1,"SVW #1",2006,2006,40.799999999999997,45.48,{"$f":"IF($B$3=\"Transformer\",D315,E315)","v":2006}]
["SVW",3,"SVW #3",9999,9999,42,44,{"$f":"IF(ISADDITIONAL, 2018,9999)","v":9999}]
["WD",1,"WD #1",1963,2012,30.22,32.729999999999997,{"$f":"IF(OR(ISREPLACE,ISREPLACE2DIFF,ISREPLACE2SAME),2018,9999)","v":9999}]
["WD",2,"WD #2",1964,2012,30.62,33.28,{"$f":"IF(OR(ISREPLACE2DIFF,ISREPLACE2SAME),2018,9999)","v":9999}]
["WD",3,"WD #3",1966,2012,30.22,36.25,{"$f":"IF($B$3=\"Transformer\",D319,E319)","v":1966}]
["WD",4,"WD #4",9999,9999,42,44,{"$f":"IF(ISADDITIONAL, 2018,9999)","v":9999}]

{"sheet":"Feeders","index":6,"n_rows":453,"n_cols":17,"rows_kept":453,"cut":false,"hidden":false,"merged":[]}
["Feeder","ZSS","Amps","kV","Bus #","2018MD","MVA MD","MVA Rating","Average MVA","Year","ID/OD","Class","Customers","Transfers to"]
["BH 11","BH",300,22,1,164.08673561132969,{"$f":"1.73*F2*D2/1000","v":6.2451411573672084},{"$f":"1.73*D2*C2/1000","v":11.417999999999999},{"$f":"0.5*G2","v":3.1225705786836042}]
["BH 12","BH",280,22,1,70.071526988165502,{"$f":"1.73*F3*D3/1000","v":2.6669223171695791},{"$f":"1.73*D3*C3/1000","v":10.6568},{"$f":"0.5*G3","v":1.3334611585847895}]
["BH 14","BH",550,22,1,176.08523763037255,6.7018041442119793,20.933,3.3509020721059897]
["BH 21","BH",285,22,2,141.96560739624886,5.4032110175012313,10.847100000000001,{"$f":"0.5*G5","v":2.7016055087506157}]
["BH 22","BH",265,22,2,111.4090814310956,4.2402296392674987,10.085900000000002,2.1201148196337494]
["BH 23","BH",350,22,2,203.12380471504434,7.7308920074545879,13.321,3.865446003727294]
["BH 24","BH",565,22,2,341.65270230827178,13.003301849852823,21.503900000000002,6.5016509249264116]
["BH 31","BH",265,22,3,94.883768232551688,3.6112762189309175,10.085900000000002,1.8056381094654588]
["BH 34","BH",350,22,3,81.434819255422497,3.0994092208613804,13.321,1.5497046104306902]
["BR 1","BR",290,11,1,259.5354520459087,4.9389596524336419,5.5187000000000008,2.4694798262168209]
["BR 4","BR",300,11,1,233.10009098831497,4.4358947315076342,5.7089999999999996,2.2179473657538171]
["BR 6","BR",295,11,1,192.69125831258944,3.6669146456885771,5.6138500000000002,1.8334573228442885]
["BR 9","BR",350,11,2,298.91981636868218,5.6884441054960213,6.6604999999999999,2.8442220527480107]
["BR 10","BR",290,11,2,188.65462155822783,3.5900974482530756,5.5187000000000008,1.7950487241265378]
["BR 13","BR",295,11,2,217.17257618997101,4.1327941248951481,5.6138500000000002,2.066397062447574]
["BR 15","BR",265,11,2,211.91549099716573,4.0327517936760637,5.0429500000000012,2.0163758968380319]
["BT 2","BT",275,11,1,205.31044223732201,3.9070577157762383,5.23325,1.9535288578881191]
["BT 4","BT",335,11,1,254.58243470037823,4.8447037323481981,6.3750499999999999,2.422351866174099]
["BT 5","BT",285,11,1,106.7007395564945,2.0305150737600903,5.4235500000000005,1.0152575368800452]
["BT 6","BT",270,11,1,136.2065545198258,2.5920107325122848,5.1381000000000006,1.2960053662561424]
["BT 9","BT",280,11,2,157.32404735322427,2.9938766211318582,5.3284000000000002,1.4969383105659291]
["BT 10","BT",310,11,2,307.14891239276272,5.845043802834275,5.8993000000000002,2.9225219014171375]
["BT 14","BT",270,11,2,190.77129829069824,3.6303778064719872,5.1381000000000006,1.8151889032359936]
["BT 15","BT",305,11,2,208.4503546582053,3.9668102491456469,5.8041500000000008,1.9834051245728235]
["BU 1","BU",295,11,1,204.41918489188859,3.8900970884926398,5.6138500000000002,1.9450485442463199]
["BU 2","BU",305,11,1,240.68356197019858,4.5802081842928786,5.8041500000000008,2.2901040921464393]
["BU 4","BU",305,11,1,199.72824865459194,3.8008285718968842,5.8041500000000008,1.9004142859484421]
["BU 6","BU",235,11,1,212.78724958460265,4.0493413595949885,4.4720500000000003,2.0246706797974943]
["BU 9","BU",295,11,2,220.73184936032874,4.2005270933270555,5.6138500000000002,2.1002635466635278]
["BU 10","BU",305,11,2,237.12227705573068,4.5124369323705551,5.8041500000000008,2.2562184661852775]
["BU 13","BU",350,11,2,118.76228636408152,2.2600463095084713,6.6604999999999999,1.1300231547542356]
["BU 14","BU",290,11,2,252.10977839970579,4.7976490829464007,5.5187000000000008,2.3988245414732003]
["BW 21","BW",290,11,2,242.32161370112809,4.6113803087324667,5.5187000000000008,2.3056901543662334]
["BW 22","BW",300,11,2,146.20552476468345,2.782291136271926,5.7089999999999996,1.391145568135963]
["BW 23","BW",300,11,2,132.29836570361098,2.517637899339717,5.7089999999999996,1.2588189496698585]
["BW 32","BW",265,11,3,134.82266740161384,2.5656753606527114,5.0429500000000012,1.2828376803263557]
["BW 33","BW",295,11,3,188.39802103629256,3.5852143403206473,5.6138500000000002,1.7926071701603237]
["BW 34","BW",350,11,3,199.28606324908691,3.7924137836301233,6.6604999999999999,1.8962068918150616]
["BW 35","BW",350,11,3,259.94568393881144,4.9467663653555816,6.6604999999999999,2.4733831826777908]
["CDA 11","CDA",350,22,1,122.35429675681556,4.6568045345643991,13.321,2.3284022672821996]
["CDA 21","CDA",350,22,2,49.583711797208593,1.887156071001759,13.321,0.94357803550087949]
["CDA 22","CDA",400,22,2,220.72475366342016,8.4007841244297712,15.224,4.2003920622148856]
["CDA 23","CDA",350,22,2,282.1047323846546,10.736906114559956,13.321,5.3684530572799778]
["CDA 24","CDA",365,22,2,273.41119579688058,10.406030112029276,13.891900000000001,5.203015056014638]
["CFD 11","CFD",300,11,1,176.30935064733183,3.3551669428187245,5.7089999999999996,1.6775834714093623]
["CFD 12","CFD",350,11,1,243.640144116161,4.6364719425305436,6.6604999999999999,2.3182359712652718]
["CFD 13","CFD",350,11,1,236.42036667392279,4.4990795778047508,6.6604999999999999,2.2495397889023754]
["CFD 14","CFD",630,11,1,458.60690620786198,8.7272894251356146,11.988900000000001,4.3636447125678073]
["CFD 15","CFD",280,11,1,189.66909053200692,3.6094027928240915,5.3284000000000002,1.8047013964120457]
["CFD 16","CFD",340,11,1,218.28249594333212,4.1539158978016104,6.4702000000000011,2.0769579489008052]
["CFD 21","CFD",160,11,2,40.892990006168496,0.77819359981738645,3.0448000000000004,0.38909679990869322]
["CFD 22","CFD",300,11,2,173.70822672003743,3.3056675544823126,5.7089999999999996,1.6528337772411563]
["CFD 23","CFD",350,11,2,293.64627821925501,5.5880886745124227,6.6604999999999999,2.7940443372562114]
["CFD 24","CFD",350,11,2,200.20504586769448,3.809902022862226,6.6604999999999999,1.904951011431113]
["CFD 25","CFD",300,11,2,160.59075543753244,3.0560420759762423,5.7089999999999996,1.5280210379881212]
["CFD 26","CFD",300,11,2,226.27410869063999,4.3059962883828797,5.7089999999999996,2.1529981441914399]
["CM 11","CM",315,11,1,116.16794072375623,2.2106759119730808,5.9944500000000005,1.1053379559865404]
["CM 12","CM",300,11,1,209.76994849919788,3.9919221199397357,5.7089999999999996,1.9959610599698678]
["CM 13","CM",335,11,1,140.85918832888746,2.6805503538987283,6.3750499999999999,1.3402751769493642]
["CM 14","CM",300,11,1,120.4636784231235,2.2924238003920401,5.7089999999999996,1.14621190019602]
["CM 15","CM",300,11,1,74.008966064670147,1.4083906242106727,5.7089999999999996,0.70419531210533637]
["CM 21","CM",330,11,2,185.52004683098309,3.5304464911936084,6.2799000000000005,1.7652232455968042]
["CM 22","CM",315,11,2,68.339947490357758,1.300509200741508,5.9944500000000005,0.650254600370754]
["CM 23","CM",335,11,2,114.82593496226458,2.1851375423318951,6.3750499999999999,1.0925687711659475]
["CM 24","CM",315,11,2,150.77934132990796,2.8693308655081484,5.9944500000000005,1.4346654327540742]
["CM 25","CM",315,11,2,163.0761137342358,{"$f":"1.73*F67*D67/1000","v":3.1033384443625072},{"$f":"1.73*D67*C67/1000","v":5.9944500000000005},{"$f":"0.5*G67","v":1.5516692221812536}]
["CRM 11","CRM",390,22,1,367.49599983369029,13.986897753670252,14.843400000000001,6.9934488768351262]
["CRM 12","CRM",310,22,1,174.95030234798099,6.658608507364157,11.7986,3.3293042536820785]
["CRM 13","CRM",295,22,1,188.61664938570647,7.1787496756199891,11.2277,3.5893748378099946]
["CRM 14","CRM",315,22,1,257.79647160319598,9.8117337092176378,11.988900000000001,4.9058668546088189]
["CRM 21","CRM",300,22,2,257.93749660840172,9.817101120915769,11.417999999999999,4.9085505604578845]
["CRM 22","CRM",350,22,2,318.66987345613029,12.128575383740319,13.321,6.0642876918701596]
["CRM 24","CRM",280,22,2,120.56942307268785,4.5888722421464996,10.6568,2.2944361210732498]
["CRM 32","CRM",390,22,3,218.32685204949524,8.309519989003789,14.843400000000001,4.1547599945018945]
["CRM 33","CRM",290,22,3,166.29570449251241,6.3292145129850219,11.037400000000002,3.164607256492511]
["CRM 34","CRM",320,22,3,189.55220578839462,7.2143569523062991,12.179200000000002,3.6071784761531496]
["CRM 35","CRM",350,22,3,271.42469227102902,10.330423787835365,13.321,5.1652118939176823]
["DC 1","DC",350,22,1,231.45146483849453,8.8090427517531023,13.321,4.4045213758765511]
["DC 2","DC",350,22,3,296.94759514634165,11.301825471269764,13.321,5.6509127356348818]
["DC 3","DC",350,22,1,278.53793715838316,10.601153888248064,13.321,5.3005769441240318]
["DC 4","DC",350,22,3,218.00012371556798,8.2970847086145163,13.321,4.1485423543072582]
["DC 5","DC",350,22,1,272.54498271822581,10.373062042255674,13.321,5.1865310211278368]
["DC 6","DC",350,22,3,220.9610272626301,8.4097766976157011,13.321,4.2048883488078506]
["DC 7","DC",265,22,1,137.44835958335599,5.2312845657425298,10.085900000000002,2.6156422828712649]
["DC 8","DC",265,22,3,154.14846616205003,5.8668906221276238,10.085900000000002,2.9334453110638119]
["DC 10","DC",330,22,3,234.84709395994739,8.9382803961155961,12.559800000000001,4.4691401980577981]
["DC 12","DC",350,22,3,215.84224639008957,8.21495589760681,13.321,4.107477948803405]
["DMA 21","DMA",260,22,2,182.5650329664274,6.9484251547022264,9.8956,3.4742125773511132]
["DMA 12","DMA",315,22,1,146.53857554788985,5.5772581853526884,11.988900000000001,2.7886290926763442]
["DMA 13","DMA",350,22,1,130.20611490252116,4.9556447331899554,13.321,2.4778223665949777]
["DMA 14","DMA",315,22,1,233.8940234363896,8.9020065319889881,11.988900000000001,4.451003265994494]
["DMA 15","DMA",310,22,1,78.070184131809128,2.9713512080566553,11.7986,1.4856756040283277]
["DMA 23","DMA",275,22,2,179.25854578934099,6.8225802527423172,10.4665,3.4112901263711586]
["DMA 24","DMA",320,22,2,172.63448464109564,6.5704684854401005,12.179200000000002,3.2852342427200503]
["DN 2","DN",340,22,3,181.05791710762102,6.8910643251160559,12.940400000000002,3.445532162558028]
["DN 4","DN",260,22,3,116.54222228687439,4.4355969802384392,9.8956,2.2177984901192196]
["DN 6","DN",350,22,3,134.63851500275749,5.1243418810049501,13.321,2.5621709405024751]
["DN 7","DN",350,22,1,225.45138978460983,8.5806798952022501,13.321,4.290339947601125]
["DN 8","DN",350,22,3,121.8385871058849,4.6371766252499791,13.321,2.3185883126249895]
["DN 9","DN",350,22,1,195.14308586448846,7.4271458480024313,13.321,3.7135729240012156]
["DN 10","DN",260,22,3,237.87782097815855,9.0536298664287145,9.8956,4.5268149332143572]
["DN 11","DN",265,22,1,205.49230652058367,7.8210371861734149,10.085900000000002,3.9105185930867075]
["DN 13","DN",350,22,1,259.8562446822915,9.8901286726080144,13.321,4.9450643363040072]
["DN 21","DN",260,22,2,173.29304933415884,6.5955334576580853,9.8956,3.2977667288290426]
["DN 22","DN",350,22,2,239.11606986258397,9.1007576189699453,13.321,4.5503788094849726]
["DN 23","DN",400,22,2,61.55052150225638,2.3426128483758779,15.224,1.171306424187939]
["DN 24","DN",300,22,2,151.22487667006658,5.755618806062734,11.417999999999999,2.877809403031367]
["DN 25","DN",360,22,2,169.15139052780609,6.4379019234883001,13.701600000000001,3.2189509617441501]
["DSH 13","DSH",344,22,1,306.74185879587571,11.674595145771029,13.092640000000001,5.8372975728855145]
["DSH 14","DSH",350,22,1,210.68033263277317,8.0184934600033468,13.321,4.0092467300016734]
["DSH 21","DSH",350,22,2,289.3004793956211,11.010776245797338,13.321,5.505388122898669]
["DSH 22","DSH",345,22,2,148.24950583884052,5.6423761922262701,13.130700000000001,2.821188096113135]
["DSH 23","DSH",335,22,2,69.739791990009863,2.6542964831397753,12.7501,1.3271482415698876]
["DSH 24","DSH",350,22,2,72.62395970565602,2.7640679063972682,13.321,1.3820339531986341]
["DSH 31","DSH",350,22,3,191.32356678998102,7.2817749520266775,13.321,3.6408874760133387]
["DSH 32","DSH",325,22,3,170.47449926319845,6.4882594419573332,12.3695,3.2441297209786666]
["DSH 33","DSH",550,22,3,316.52757796173529,12.047039617223644,20.933,6.0235198086118222]
["DSH 34","DSH",325,22,3,128.98718521989758,4.9092522694693024,12.3695,2.4546261347346512]
["DVY 11","DVY",350,22,1,130.15825378896616,4.9538231392080512,13.321,2.4769115696040256]
["DVY 13","DVY",350,22,1,223.14932267546737,8.4930632210282866,13.321,4.2465316105141433]
["DVY 14","DVY",350,22,1,193.14696307750535,7.3511734147298542,13.321,3.6755867073649271]
["DVY 21","DVY",350,22,2,242.4062336391502,9.225981252306056,13.321,4.612990626153028]
["DVY 22","DVY",300,22,2,164.90868814450874,6.2764246707800027,11.417999999999999,3.1382123353900013]
["DVY 23","DVY",330,22,2,213.19027640859565,8.114021920111151,12.559800000000001,4.0570109600555755]
["DVY 24","DVY",305,22,2,200.2903381865498,7.6230502713800865,11.608300000000002,3.8115251356900433]
["DVY 31","DVY",310,22,3,206.80912523258061,7.8711553063520183,11.7986,3.9355776531760092]
["DVY 32","DVY",260,22,3,169.89955161133659,6.4663769343274708,9.8956,3.2331884671637354]
["DVY 33","DVY",330,22,3,155.09438904023355,5.9028924468712898,12.559800000000001,2.9514462234356449]
["DVY 34","DVY",340,22,3,306.50428508268715,11.665553090247071,12.940400000000002,5.8327765451235356]
["EB 11","EB",350,22,1,201.32818232816837,{"$f":"1.73*F131*D131/1000","v":7.6625506194100881},{"$f":"1.73*D131*C131/1000","v":13.321},{"$f":"0.5*G131","v":3.831275309705044}]
["EB 12","EB",260,22,1,106.84508891774443,4.0665240842093535,9.8956,2.0332620421046768]
["EB 13","EB",270,22,1,100.65230752161699,3.8308268242727426,10.276200000000001,1.9154134121363713]
["EB 14","EB",280,22,1,121.86301996802322,4.6381065399829637,10.6568,2.3190532699914819]
["EB 21","EB",270,22,2,101.92308262400181,3.8791925246695085,10.276200000000001,1.9395962623347542]
["EB 22","EB",270,22,2,154.29533084437918,5.8724802919370713,10.276200000000001,2.9362401459685357]
["EB 23","EB",350,22,2,159.44528711182886,6.0684876274762063,13.321,3.0342438137381031]
["EB 24","EB",350,22,2,69.552376737322916,2.6471634586225101,13.321,1.3235817293112551]
["EB 31","EB",350,22,3,163.52888101411679,6.2239092113972845,13.321,3.1119546056986422]
["EB 32","EB",290,22,3,237.55147703069389,9.0412092157882089,11.037400000000002,4.5206046078941045]
["EB 33","EB",265,22,3,193.41835586992229,7.3615026244092432,10.085900000000002,3.6807513122046216]
["EL 5","EL",265,11,1,147.25506527835938,2.8022638922471792,5.0429500000000012,1.4011319461235896]
["EL 6","EL",285,11,1,209.59288729237721,3.9885526451739381,5.4235500000000005,1.9942763225869691]
["EL 7","EL",275,11,2,132.28241460160609,2.5173343498685639,5.23325,1.2586671749342819]
["EL 8","EL",265,11,2,220.981840723397,4.2052844289662454,5.0429500000000012,2.1026422144831227]
["EL 9","EL",350,11,2,171.48481964201801,3.2633561177876027,6.6604999999999999,1.6316780588938014]
["EL 10","EL",350,11,2,142.62308731108163,2.7141173515298833,6.6604999999999999,1.3570586757649417]
["EL 11","EL",350,11,2,234.45028067184822,4.4615888411852715,6.6604999999999999,2.2307944205926358]
["EL 12","EL",260,11,3,153.441631974807,2.9199942564805772,4.9478,1.4599971282402886]
["EL 13","EL",260,11,3,160.42744092463874,3.0529342007958751,4.9478,1.5264671003979375]
["EL 14","EL",285,11,3,143.42692317532999,2.7294143480265296,5.4235500000000005,1.3647071740132648]
["EM 1","EM",265,11,1,75.586181060623161,1.4384050255836587,5.0429500000000012,0.71920251279182934]
["EM 2","EM",305,11,1,172.99523209962996,3.2920992668559581,5.8041500000000008,1.6460496334279791]
["EM 3","EM",325,11,1,133.68376273833084,2.5440020049104359,6.1847500000000002,1.272001002455218]
["EM 5","EM",350,11,1,261.75352244883027,4.9811695322012399,6.6604999999999999,2.49058476610062]
["EM 6","EM",255,11,1,205.51758555140299,3.910999653043199,4.8526500000000006,1.9554998265215995]
["EM 7","EM",285,11,2,203.34592941438601,3.8696730367557657,5.4235500000000005,1.9348365183778828]
["EM 8","EM",265,11,2,249.8487951559525,4.7546225718177757,5.0429500000000012,2.3773112859088879]
["EM 9","EM",255,11,2,156.15949772898742,2.9717152417826305,4.8526500000000006,1.4858576208913152]
["EM 10","EM",315,11,2,196.59046883022279,3.7411166218391396,5.9944500000000005,1.8705583109195698]
["EM 11","EM",285,11,2,140.38821028315965,2.6715876416885282,5.4235500000000005,1.3357938208442641]
["EW 1","EW",350,11,1,239.97299626575162,4.5666861189372527,6.6604999999999999,2.2833430594686264]
["EW 2","EW",270,11,1,173.88585215688141,3.3090477665454534,5.1381000000000006,1.6545238832727267]
["EW 3","EW",250,11,1,115.23336425151096,2.1928909217062538,4.7575000000000003,1.0964454608531269]
["EW 8","EW",265,11,2,105.68104814294189,2.011110346160184,5.0429500000000012,1.005555173080092]
["EW 9","EW",270,11,2,193.27391564776659,3.678002614776998,5.1381000000000006,1.839001307388499]
["EW 12","EW",265,11,2,226.03180135015296,4.3013851796934102,5.0429500000000012,2.1506925898467051]
["EW 14","EW",295,11,2,276.4922890068799,5.261648259800924,5.6138500000000002,2.630824129900462]
["FSH 11","FSH",350,22,1,169.67093357592483,6.4576757318997,13.321,3.22883786594985]
["FSH 12","FSH",260,22,1,202.74950454886192,7.7166461431296849,9.8956,3.8583230715648424]
["FSH 13","FSH",335,22,1,268.32340020236541,10.212388611702027,12.7501,5.1061943058510133]
["FSH 21","FSH",350,22,2,142.41946685512309,5.4204849085059852,13.321,2.7102424542529926]
["FSH 22","FSH",365,22,2,224.46490895661512,8.5431344348887706,13.891900000000001,4.2715672174443853]
["FSH 23","FSH",260,22,2,91.909345784435615,3.4980697005556194,9.8956,1.7490348502778097]
["FSH 31","FSH",260,22,3,226.38022307925169,8.6160312903963181,9.8956,4.308015645198159]
["FSH 32","FSH",335,22,3,211.48838061476221,8.0492477661978494,12.7501,4.0246238830989247]
["FSH 33","FSH",310,22,3,273.2492101197671,10.399864937158336,11.7986,5.1999324685791679]
["FSH 34","FSH",350,22,3,163.26007453463768,6.2136784367883102,13.321,3.1068392183941551]
["FTN 11","FTN",350,22,1,211.01008395430239,8.0310437953007501,13.321,4.015521897650375]
["FTN 12","FTN",350,22,1,145.79901456207762,5.5491104942326741,13.321,2.7745552471163371]
["FTN 13","FTN",260,22,1,99.640218974893614,3.792306734184451,9.8956,1.8961533670922255]
["FTN 14","FTN",260,22,1,128.88688805527204,4.905434959383653,9.8956,2.4527174796918265]
["FTN 21","FTN",260,22,2,114.59833856685337,4.3616127658544395,9.8956,2.1808063829272197]
["FTN 22","FTN",350,22,2,200.81401467186339,7.6429813984111208,13.321,3.8214906992055604]
["FTN 23","FTN",260,22,2,180.8843889688859,6.8844598441557965,9.8956,3.4422299220778982]
["FTN 24","FTN",260,22,2,203.58854427197278,7.7485799949912835,9.8956,3.8742899974956417]
["FTN 25","FTN",260,22,2,225.04686213791527,8.5652835729690562,9.8956,4.2826417864845281]
["GW 1","GW",350,22,1,179.23315929484016,6.8216140427616168,13.321,3.4108070213808084,null,null,null,null,"GW4,11"]
["GW 2","GW",290,22,3,186.47239638891944,7.0971394065622748,11.037400000000002,3.5485697032811374]
["GW 3","GW",335,22,1,147.5717421509828,5.6165805062664056,12.7501,2.8082902531332028,null,null,null,null,"GW3 and 8 go to EB12. "]
["GW 4","GW",345,22,3,158.92168378778257,6.0485592849630034,13.130700000000001,3.0242796424815017]
["GW 5","GW",260,22,1,208.64292563978935,7.9409497498503834,9.8956,3.9704748749251917]
["GW 6","GW",350,22,3,180.14587513285318,6.8563520075563913,13.321,3.4281760037781956]
["GW 7","GW",280,22,1,135.41804392078075,5.1540107516249156,10.6568,2.5770053758124578]
["GW 8","GW",260,22,3,124.21402787847079,{"$f":"1.73*F195*D195/1000","v":4.7275859010545984},{"$f":"1.73*D195*C195/1000","v":9.8956},{"$f":"0.5*G195","v":2.3637929505272992},null,null,null,null,"GW11"]
["GW 10","GW",350,22,3,86.117676765503916,3.2776387776950791,13.321,1.6388193888475395]
["GW 11","GW",335,22,1,186.20265316623031,7.086872979506726,12.7501,3.543436489753363]
["GW 12","GW",345,22,3,160.00147128745598,6.0896559972005742,13.130700000000001,3.0448279986002871]
["HGS 21","HGS",530,22,2,237.40690316162286,9.0357067343313666,20.171800000000005,4.5178533671656833]
["HGS 22","HGS",260,22,2,212.60170863787232,8.0916210307574197,9.8956,4.0458105153787098]
["HGS 23","HGS",350,22,2,128.82209871594114,4.90296907712872,13.321,2.45148453856436]
["HGS 31","HGS",260,22,3,165.96919589501843,6.3167875957644011,9.8956,3.1583937978822005]
["HGS 32","HGS",425,22,3,208.81806876774169,7.9476156973002485,16.175500000000003,3.9738078486501243]
["HGS 33","HGS",350,22,3,338.21957673365796,12.872637090483023,13.321,6.4363185452415115]
["HT 1","HT",325,22,1,163.849056991238,6.2360951090865182,12.3695,3.1180475545432591]
["HT 2","HT",290,22,3,141.68088033217873,5.392374305442722,11.037400000000002,2.696187152721361,null,null,null,null,"to HT11"]
["HT 3","HT",300,22,1,76.136755707874059,2.8977649222416866,11.417999999999999,1.4488824611208433]
["HT 4","HT",315,22,3,29.952452838018178,1.1399903550149717,11.988900000000001,0.56999517750748585]
["HT 6","HT",255,22,3,165.22140395350448,6.2883266344703808,9.7053000000000011,3.1441633172351904]
["HT 7","HT",280,22,1,92.25703094592501,3.5113025978019059,10.6568,1.755651298900953]
["HT 8","HT",325,22,3,114.25053631012383,4.3483754119633131,12.3695,2.1741877059816566]
["HT 9","HT",420,22,1,226.32735550204356,8.6140191504077777,15.985200000000001,4.3070095752038888,null,null,null,null,"to HT8, 7"]
["HT 10","HT",335,22,3,86.013226922508309,3.2736634166706664,12.7501,1.6368317083353332]
["HT 11","HT",275,22,1,171.84602755754747,6.5404598088402564,10.4665,3.2702299044201282]
["HT 13","HT",320,22,1,103.84199623885746,3.9522263768509145,12.179200000000002,1.9761131884254572,null,null,null,null,"to HT3, 6"]
["K 2","K",300,11,1,178.34480965000401,3.3939017276395762,5.7089999999999996,1.6969508638197881,null,null,null,{"$f":"I216/SUM(I$216:I$227)*12200","v":1018.4894737750565}]
["K 3","K",265,11,1,206.86005468203365,3.9365468405991,5.0429500000000012,1.96827342029955,null,null,null,{"$f":"I217/SUM(I$216:I$227)*12200","v":1181.3340049068208}]
["K 4","K",270,11,1,187.77641858248151,3.5733852456246233,5.1381000000000006,{"$f":"0.5*G218","v":1.7866926228123117},null,null,null,1072.3513968517225]
["K 5","K",270,11,1,169.86634625538264,3.2325565692399318,5.1381000000000006,1.6162782846199659,null,null,null,970.07076319886801]
["K 6","K",345,11,2,273.63139659193831,5.2072054771445861,6.5653500000000005,2.6036027385722931,null,null,null,1562.6510110957456]
["K 7","K",325,11,2,184.6298606459963,3.5135062480933099,6.1847500000000002,1.756753124046655,null,null,null,1054.3820702241478,null,null,20.32,"MVA avg load"]
["K 8","K",245,11,2,190.28525065385242,3.621128319942811,4.66235,1.8105641599714055,null,null,null,1086.6788059934577,null,null,12200,"customers"]
["K 9","K",350,11,2,114.18799059745167,2.1729974610695053,6.6604999999999999,1.0864987305347527,null,null,null,652.10345444458551,null,null,{"$f":"P221/P222","v":1.6655737704918032E-3},"avg kw /cust (1hr)"]
["K 10","K",245,11,2,142.370133226451,2.7093036352993627,4.66235,1.3546518176496813,null,null,null,813.04570823034055]
["K 11","K",270,11,3,185.37830680049549,3.5277491784134289,5.1381000000000006,1.7638745892067145,null,null,null,1058.6562878565014]
["K 12","K",245,11,3,137.13994638844298,2.6097731797720698,4.66235,1.3048865898860349,null,null,null,783.1772177996861]
["K 13","K",260,11,3,165.836962590268,3.1558773980927999,4.9478,1.5779386990463999,null,null,null,947.05980562306763]
["KBH 31","KBH",330,22,3,155.21618663071047,5.9075280631648406,12.559800000000001,2.9537640315824203]
["KBH 32","KBH",260,22,3,185.00300766945554,7.0412144718994778,9.8956,3.5206072359497389]
["KBH 33","KBH",340,22,3,43.651720128513759,1.6613844680912337,12.940400000000002,0.83069223404561687]
["KBH 34","KBH",260,22,3,215.10188909899361,8.186777899107696,9.8956,4.093388949553848]
["KBH 35","KBH",350,22,3,181.28037577627444,6.899531102045005,13.321,3.4497655510225025]
["LD 1","LD",260,22,1,77.775287554991507,2.9601274443429766,9.8956,1.4800637221714883]
["LD 2","LD",270,22,1,179.63514344155982,6.8369135593857671,10.276200000000001,3.4184567796928835]
["LD 3","LD",300,22,1,100.95694455054659,3.8424213095938033,11.417999999999999,1.9212106547969017]
["LD 4","LD",330,22,1,191.39827876204043,7.2846184896832593,12.559800000000001,3.6423092448416297]
["LD 5","LD",350,22,2,239.20998501978588,9.104332029853051,13.321,4.5521660149265255]
["LD 6","LD",290,22,2,251.49042163849771,9.5717254475612226,11.037400000000002,4.7858627237806113]
["LD 7","LD",260,22,2,137.5422317453276,5.234857340227169,9.8956,2.6174286701135845]
["LD 32","LD",260,22,3,53.962031569583147,2.0537949215383344,9.8956,1.0268974607691672]
["LD 33","LD",290,22,3,210.2949093443184,8.003824249644758,11.037400000000002,4.001912124822379]
["LWN 21","LWN",350,22,2,304.34449625490834,11.583351527461812,13.321,5.7916757637309058]
["LWN 23","LWN",335,22,2,184.72664397241607,7.0306960695901566,12.7501,3.5153480347950783]
["LWN 24","LWN",260,22,2,146.89207580539903,5.5907124051534867,9.8956,2.7953562025767433]
["LWN 32","LWN",325,22,3,102.89615680695323,3.9162277280726401,12.3695,1.95811386403632]
["LWN 33","LWN",280,22,3,169.51253709866961,6.451647161975365,10.6568,3.2258235809876825]
["LWN 34","LWN",350,22,3,145.65559802716481,5.5436520609138924,13.321,2.7718260304569462]
["LWN 35","LWN",285,22,3,178.05432036797001,6.7767474332049389,10.847100000000001,3.3883737166024694]
["M 11","M",335,11,1,202.58704384321018,3.8552314443362898,6.3750499999999999,1.9276157221681449]
["M 12","M",300,11,1,169.7033579268097,3.2294549013471889,5.7089999999999996,1.6147274506735945]
["M 13","M",340,11,1,243.14503015794079,4.6270499239056138,6.4702000000000011,2.3135249619528069]
["M 14","M",215,11,1,0,0,4.09145,0]
["M 21","M",340,11,2,157.59083920124399,2.9989536699996733,6.4702000000000011,1.4994768349998366]
["M 22","M",285,11,2,149.36329179656167,2.8423834428885684,5.4235500000000005,1.4211917214442842]
["M 23","M",285,11,2,168.65818869959961,3.2095653309533803,5.4235500000000005,1.6047826654766901]
["M 25","M",285,11,2,175.47685107430192,3.3393244759439655,5.4235500000000005,1.6696622379719828]
["M 31","M",285,11,3,170.40656390222998,3.2428369110594368,5.4235500000000005,1.6214184555297184]
["M 32","M",215,11,3,187.60641936675626,3.570150160549372,4.09145,1.785075080274686]
["M 33","M",300,11,3,179.99506883312938,{"$f":"1.73*F259*D259/1000","v":3.4253061598944519},{"$f":"1.73*D259*C259/1000","v":5.7089999999999996},{"$f":"0.5*G259","v":1.7126530799472259}]
["M 34","M",300,11,3,129.18036274773618,2.4583023030894195,5.7089999999999996,1.2291511515447098]
["M 35","M",285,11,3,142.73367801475425,2.7162218926207733,5.4235500000000005,1.3581109463103866]
["MC 1","MC",265,22,1,139.1789496562086,5.2971508239152989,10.085900000000002,2.6485754119576495]
["MC 2","MC",265,22,2,148.2392567317994,5.6419861112122849,10.085900000000002,2.8209930556061424]
["MC 3","MC",265,22,1,193.77530507142285,7.3750881110183535,10.085900000000002,3.6875440555091767]
["MC 4","MC",325,22,2,254.91480209311945,9.7020573676641249,12.3695,4.8510286838320624,null,null,null,null,"MC 10,4,5 all to each other. 4 in the middle."]
["MC 5","MC",305,22,1,199.24232823334654,7.5831630125611698,11.608300000000002,3.7915815062805849]
["MC 6","MC",330,22,2,218.56743598240928,8.3186766134904975,12.559800000000001,4.1593383067452487,null,null,null,null,"only to MC9"]
["MC 7","MC",265,22,3,157.01755986444522,5.9760883284407846,10.085900000000002,2.9880441642203923]
["MC 9","MC",365,22,3,201.23085451355604,7.6588463227859416,13.891900000000001,3.8294231613929708]
["MC 10","MC",330,22,3,220.82085697543889,8.4044418164852051,12.559800000000001,4.2022209082426025]
["MGE 11","MGE",350,22,1,86.687026948314838,3.2993082456528628,13.321,1.6496541228264314]
["MGE 12","MGE",260,22,1,239.106301788097,9.1003858460549711,9.8956,4.5501929230274856]
["MGE 13","MGE",315,22,1,322.76515016897667,12.284441615431254,11.988900000000001,6.1422208077156268]
["MGE 14","MGE",325,22,1,125.96489544798186,4.7942239207501895,12.3695,2.3971119603750948]
["MGE 21","MGE",315,22,2,207.96879834647345,7.9152924650667789,11.988900000000001,3.9576462325333894]
["MGE 22","MGE",260,22,2,160.3434200025421,6.1026705652967523,9.8956,3.0513352826483762]
["MGE 23","MGE",300,22,2,176.64773320912019,6.7232127259391143,11.417999999999999,3.3616063629695572]
["MGE 24","MGE",295,22,2,216.15229428548079,8.2267563205054,11.2277,4.1133781602527]
["MGE 31","MGE",295,22,3,200.75716268468295,7.640817611779033,11.2277,3.8204088058895165]
["MGE 32","MGE",295,22,3,143.78348096044374,5.4723992853544887,11.2277,2.7361996426772444]
["MGE 33","MGE",330,22,3,153.77463078310518,5.8526624476049829,12.559800000000001,2.9263312238024914]
["MGE 34","MGE",265,22,3,156.5705581177431,5.9590754419613026,10.085900000000002,2.9795377209806513]
["MR 11","MR",335,11,1,142.02433943713976,2.7027231794887694,6.3750499999999999,1.3513615897443847]
["MR 12","MR",350,11,1,239.19979101453603,4.5519720230066207,6.6604999999999999,2.2759860115033104]
["MR 13","MR",350,11,1,232.0124942578762,4.4151977657273846,6.6604999999999999,2.2075988828636923]
["MR 14","MR",300,11,1,225.48803855113957,4.2910373736281855,5.7089999999999996,2.1455186868140927]
["MR 15","MR",350,11,1,310.47993887620805,5.9084332368142389,6.6604999999999999,2.9542166184071195]
["MR 21","MR",335,11,2,189.11774375642082,3.5989106636846881,6.3750499999999999,1.7994553318423441]
["MR 22","MR",330,11,2,264.87212961283001,5.0405166265321553,6.2799000000000005,2.5202583132660776]
["MR 23","MR",320,11,2,232.91923303174198,4.4324530045940502,6.0896000000000008,2.2162265022970251]
["MR 24","MR",265,11,2,181.98937376711027,3.4632577827881086,5.0429500000000012,1.7316288913940543]
["MR 31","MR",320,11,3,193.35581559510447,3.6795611707748379,6.0896000000000008,1.839780585387419]
["MR 32","MR",350,11,3,255.71567142529801,4.8662692272234205,6.6604999999999999,2.4331346136117102]
["MR 33","MR",350,11,3,255.11115976193736,4.8547653702696678,6.6604999999999999,2.4273826851348339]
["MTN 21","MTN",350,22,2,229.8220375234948,8.7470267481442132,13.321,4.3735133740721066]
["MTN 22","MTN",325,22,2,277.66795489638997,10.568042363356602,12.3695,5.2840211816783009]
["MTN 23","MTN",260,22,2,163.61814224117552,6.2273064936991398,9.8956,3.1136532468495699]
["MTN 24","MTN",260,22,2,226.57478790236846,8.623436427564144,9.8956,4.311718213782072]
["MTN 31","MTN",320,22,3,289.70457337367623,11.026156062602116,12.179200000000002,5.5130780313010579]
["MTN 32","MTN",260,22,3,159.90900357995429,6.0861366762530595,9.8956,3.0430683381265298]
["MTN 34","MTN",265,22,3,226.24989205918115,8.6110708917724352,10.085900000000002,4.3055354458862176]
["MTN 35","MTN",260,22,3,211.18766149504989,8.0378023965015988,9.8956,4.0189011982507994]
["NB 26","NB",330,11,2,145.81136284246094,2.7747902348920315,6.2799000000000005,1.3873951174460157]
["NB 25","NB",350,11,2,312.0275959775127,5.9378851514520665,6.6604999999999999,2.9689425757260333]
["NB 22","NB",300,11,2,158.86627400968857,3.0232251944043735,5.7089999999999996,1.5116125972021868]
["NB 23","NB",330,11,2,208.17633043811153,3.9615955682372626,6.2799000000000005,1.9807977841186313]
["NB 24","NB",350,11,2,155.80183078944322,2.9649088399231043,6.6604999999999999,1.4824544199615521]
["NB 31","NB",330,11,3,221.95683800723555,4.2238386272776927,6.2799000000000005,2.1119193136388463]
["NB 32","NB",300,11,3,226.22559261281111,4.3050730274217948,5.7089999999999996,2.1525365137108974]
["NB 34","NB",350,11,3,217.81145784158275,4.1449520427253201,6.6604999999999999,2.0724760213626601]
["NB 33","NB",300,11,3,233.24085840908555,4.4385735355248981,5.7089999999999996,2.219286767762449]
["NB 35","NB",350,11,3,300.89695390978318,5.7260690329031743,6.6604999999999999,2.8630345164515871]
["NB 36","NB",350,11,3,270.48552528675418,5.1473395462069318,6.6604999999999999,2.5736697731034659]
["NO 1","NO",295,22,1,47.494608852789185,1.8076448129371565,11.2277,0.90382240646857825]
["NO 2","NO",350,22,1,200.48555902195807,7.6304803763757247,13.321,3.8152401881878624]
["NO 3","NO",425,22,1,122.82490944115335,4.6747160533302967,16.175500000000003,2.3373580266651484]
["NO 4","NO",350,22,1,141.98947038890938,5.4041192430018912,13.321,2.7020596215009456]
["NO 5","NO",350,22,2,88.308588308514189,3.3610248710220501,13.321,1.680512435511025]
["NO 6","NO",350,22,2,116.35253760319819,4.4283775811777231,13.321,2.2141887905888615]
["NO 7","NO",260,22,2,150.00152109330978,5.7090578928113702,9.8956,2.8545289464056851]
["NO 8","NO",295,22,3,104.87483866309435,3.991536359517371,11.2277,1.9957681797586855]
["NO 9","NO",295,22,3,118.59437573773272,4.5137019405781071,11.2277,2.2568509702890536]
["NO 31","NO",315,22,3,35.801288230906636,{"$f":"1.73*F323*D323/1000","v":1.3625970300683066},{"$f":"1.73*D323*C323/1000","v":11.988900000000001},{"$f":"0.5*G323","v":0.68129851503415328}]
["NO 32","NO",265,22,3,141.0484284435411,5.3683031865611746,10.085900000000002,2.6841515932805873]
["NP 11","NP",350,22,1,139.47865941972572,5.3085577775147605,13.321,2.6542788887573803]
["NP 12","NP",285,22,1,152.13095618650277,5.7901041924582959,10.847100000000001,2.8950520962291479]
["NP 14","NP",260,22,1,130.27534676644805,4.9582796979310126,9.8956,2.4791398489655063]
["NP 16","NP",320,22,1,153.90690105700241,5.8576966542295121,12.179200000000002,2.9288483271147561]
["NP 23","NP",260,22,2,152.8646200494166,5.8180274390807964,9.8956,2.9090137195403982]
["NP 24","NP",325,22,2,98.883256546076268,3.7634967441436626,12.3695,1.8817483720718313]
["NP 25","NP",260,22,2,146.3976574590518,5.5718948428915107,9.8956,2.7859474214457554]
["NP 31","NP",305,22,3,113.85177064588609,4.3331983907824245,11.608300000000002,2.1665991953912123]
["NP 33","NP",255,22,3,185.63068025917178,7.0651036906640776,9.7053000000000011,3.5325518453320388]
["NP 34","NP",260,22,3,167.59106180106735,6.3785158121486241,9.8956,3.189257906074312]
["NP 36","NP",260,22,3,146.82389113221603,5.5881172964921415,9.8956,2.7940586482460708]
["NW 11","NW",350,22,1,112.75863019010137,4.2915934650352581,13.321,2.145796732517629]
["NW 13","NW",330,22,1,208.46823827144749,7.9343011486112918,12.559800000000001,3.9671505743056459]
["NW 14","NW",335,22,1,186.79638395245902,7.1094703732305904,12.7501,3.5547351866152952]
["NW 21","NW",265,22,2,217.32754184235222,8.2714862425199254,10.085900000000002,4.1357431212599627]
["NW 22","NW",345,22,2,182.23109049942602,6.9357153044081539,13.130700000000001,3.4678576522040769]
["NW 23","NW",340,22,2,210.70150166268726,8.0192991532818763,12.940400000000002,4.0096495766409381]
["NW 31","NW",305,22,3,212.81690518323995,8.0998114112741124,11.608300000000002,4.0499057056370562]
["NW 32","NW",265,22,3,135.25897458576003,5.1479565727340271,10.085900000000002,2.5739782863670135]
["NW 33","NW",315,22,3,214.13415479807199,8.149945931614619,11.988900000000001,4.0749729658073095]
["NW 34","NW",300,22,3,67.127267811247464,2.5548638128960786,11.417999999999999,1.2774319064480393]
["OAK 21","OAK",315,11,2,262.38619439088291,4.9932092792585019,5.9944500000000005,2.4966046396292509]
["OAK 22","OAK",315,11,2,254.13723454596905,4.8362315734097914,5.9944500000000005,2.4181157867048957]
["OAK 23","OAK",350,11,2,202.2142263625928,3.8481367276801413,6.6604999999999999,1.9240683638400706]
["OAK 24","OAK",350,11,2,226.4031340701884,4.3084516413556848,6.6604999999999999,2.1542258206778424]
["OAK 25","OAK",350,11,2,142.97060427346349,2.7207305993240101,6.6604999999999999,1.360365299662005]
["OAK 26","OAK",350,11,2,246.4622929750559,4.6901774353153138,6.6604999999999999,2.3450887176576569]
["OAK 30","OAK",330,11,3,58.604103612060221,1.1152360917375062,6.2799000000000005,0.55761804586875308]
["OAK 31","OAK",330,11,3,253.16645410301882,4.8177576215804487,6.2799000000000005,2.4088788107902244]
["OAK 32","OAK",300,11,3,74.482266514754258,1.4173975317757737,5.7089999999999996,0.70869876588788683]
["OAK 33","OAK",350,11,3,232.02389756244213,4.4154147706132738,6.6604999999999999,2.2077073853066369]
["OAK 34","OAK",350,11,3,199.70893017947083,3.8004609413153299,6.6604999999999999,1.9002304706576649]
["OAK 35","OAK",315,11,3,105.07809231273977,1.9996360967114379,5.9944500000000005,0.99981804835571897]
["OE 1","OE",235,11,1,51.348826629230459,0.97716817075425555,4.4720500000000003,0.48858408537712777]
["OE 2","OE",220,11,1,33.960373008794051,0.64626589835735082,4.1866000000000003,0.32313294917867541]
["OE 4","OE",250,11,1,344.24941401398752,6.5510663486861826,4.7575000000000003,3.2755331743430913]
["OE 5","OE",250,11,1,109.38075446437584,2.0815157574570722,4.7575000000000003,1.0407578787285361]
["OE 6","OE",265,11,1,87.20437419164746,1.6594992408670513,5.0429500000000012,0.82974962043352563]
["OE 9","OE",260,11,2,68.946326921060333,1.3120486013077781,4.9478,0.65602430065388906]
["OE 10","OE",260,11,2,53.645036819054546,1.0208650506666079,4.9478,0.51043252533330397]
["OE 14","OE",265,11,2,108.84039451111737,2.0712327075465633,5.0429500000000012,1.0356163537732817]
["OE 15","OE",300,11,2,88.987354098980191,1.6934293485035927,5.7089999999999996,0.84671467425179636]
["OR 22","OR",280,11,2,18.344927359907487,0.3491039676590395,5.3284000000000002,0.17455198382951975]
["OR 23","OR",275,11,2,167.01156952862601,3.1782301681297529,5.23325,1.5891150840648764]
["OR 24","OR",335,11,2,278.84729301167971,5.3064639860122647,6.3750499999999999,2.6532319930061323]
["OR 25","OR",265,11,2,257.48862170743519,4.9000084710924909,5.0429500000000012,2.4500042355462455]
["OR 31","OR",270,11,3,75.880851021261108,1.4440125949345988,5.1381000000000006,0.72200629746729938]
["OR 32","OR",260,11,3,222.40786600706571,4.2324216901144611,4.9478,2.1162108450572306]
["OR 33","OR",595,11,3,456.08029666644444,8.6792080455624383,11.322850000000001,4.3396040227812192]
["OR 34","OR",280,11,3,214.54744294359531,4.0828378392166185,5.3284000000000002,2.0414189196083092]
["OR 35","OR",335,11,3,298.84460046475095,5.6870127468442107,6.3750499999999999,2.8435063734221053]
["RBD 11","RBD",265,22,1,90.742434199623872,3.4536570456376845,10.085900000000002,1.7268285228188422]
["RBD 12","RBD",285,22,1,149.72867760514646,5.6986734696518742,10.847100000000001,2.8493367348259371]
["RBD 13","RBD",355,22,1,196.04684164734664,7.4615427930980127,13.5113,3.7307713965490064]
["RBD 14","RBD",260,22,1,97.809806481539795,3.7226412346874045,9.8956,1.8613206173437022]
["RBD 21","RBD",260,22,2,139.51334377702855,5.3098778641537061,9.8956,2.6549389320768531]
["RBD 22","RBD",350,22,2,111.36491364075509,4.238548613167139,13.321,2.1192743065835695]
["RBD 23","RBD",265,22,2,170.60524036150721,6.4932354481589645,10.085900000000002,3.2466177240794822]
["RBD 24","RBD",260,22,2,170.96040532543037,6.5067530266858791,9.8956,3.2533765133429395]
["RWT 13","RWTS22",300,22,1,65.554892475146417,2.4950192076040727,11.417999999999999,1.2475096038020363]
["RWT 12","RWTS22",265,22,1,116.75657956727504,4.443755418330487,10.085900000000002,2.2218777091652435]
["RWT 34","RWTS22",350,22,3,289.59605668273878,11.022025917345038,13.321,5.5110129586725192]
["RWT 24","RWTS22",350,22,2,181.32434833999028,{"$f":"1.73*F387*D387/1000","v":6.9012046978200292},{"$f":"1.73*D387*C387/1000","v":13.321},{"$f":"0.5*G387","v":3.4506023489100146}]
["RWT 23","RWTS22",350,22,2,190.58489858002633,7.2536612399558029,13.321,3.6268306199779015]
["RWT 35","RWTS22",265,22,3,175.56906217220396,6.6821585062740825,10.085900000000002,3.3410792531370412]
["SH 22","SH",265,6.6,2,201.46478887849224,2.3003249594146244,3.0257700000000001,1.1501624797073122]
["SH 24","SH",275,6.6,2,121.1195811556625,1.3829433776353544,3.1399499999999998,0.69147168881767718]
["SH 32","SH",265,6.6,3,103.23574818471559,1.1787457727730826,3.0257700000000001,0.58937288638654128]
["SH 34","SH",265,6.6,3,188.63942115020353,2.1538849106930238,3.0257700000000001,1.0769424553465119]
["SR 11","SR",255,11,2,182.04730598277587,3.4643602328522247,4.8526500000000006,1.7321801164261124]
["SR 12","SR",260,11,2,78.485964905024233,1.4935879121426112,4.9478,0.74679395607130561]
["SR 13","SR",350,11,2,238.82270905757429,4.5447961533656391,6.6604999999999999,2.2723980766828196]
["SR 14","SR",260,11,2,96.079964100373132,1.8284017168301008,4.9478,0.91420085841505039]
["SR 15","SR",285,11,2,256.26569996174862,4.876736270272076,5.4235500000000005,2.438368135136038]
["SR 19","SR",245,11,3,158.41109995534526,3.0145632321502198,4.66235,1.5072816160751099]
["SR 20","SR",250,11,3,188.04825430154082,3.5785582793583215,4.7575000000000003,1.7892791396791607]
["SR 23","SR",300,11,3,294.74297292699009,5.6089587748006213,5.7089999999999996,2.8044793874003107]
["SR 24","SR",260,11,3,170.90317306826898,3.252287383489159,4.9478,1.6261436917445795]
["SR 25","SR",280,11,3,109.84781240827191,2.0904038701294145,5.3284000000000002,1.0452019350647073]
["SS 11","SS",260,22,1,0,0,9.8956,0]
["SS 12","SS",260,22,1,115.0607662687796,4.3792127641897514,9.8956,2.1896063820948757]
["SS 13","SS",270,22,1,128.47123856559386,4.889615339806503,10.276200000000001,2.4448076699032515]
["SS 14","SS",260,22,1,109.99774696342521,4.1865142494279635,9.8956,2.0932571247139817]
["SS 21","SS",265,22,2,122.85094850681803,4.6757071001694941,10.085900000000002,2.337853550084747]
["SS 22","SS",280,22,2,118.88316859911717,4.5246933968823999,10.6568,2.2623466984412]
["SS 23","SS",300,22,2,0,0,11.417999999999999,0]
["SS 24","SS",330,22,2,179.470671209183,6.8306537462215049,12.559800000000001,3.4153268731107524]
["STO 13","STO",350,22,1,261.92127984475547,9.9687239108913932,13.321,4.9843619554456966]
["STO 14","STO",350,22,1,271.16626737813942,10.320588136411986,13.321,5.1602940682059932]
["STO 21","STO",350,22,2,223.80352505202691,8.5179621634801439,13.321,4.258981081740072]
["STO 22","STO",350,22,2,170.5218632743138,6.4900621162203835,13.321,3.2450310581101918]
["STO 23","STO",350,22,2,177.40083338923216,6.7518757187941754,13.321,3.3759378593970877]
["SV 14","SV",260,22,2,123.57189932366299,4.7031464882586134,9.8956,2.3515732441293067]
["SV 16","SV",290,22,3,135.85958689967774,5.1708158774017345,11.037400000000002,2.5854079387008673]
["SV 17","SV",350,22,3,134.35646776384266,5.1136071630918511,13.321,2.5568035815459256]
["SV 19","SV",285,22,2,106.28849331990733,4.0453400557556725,10.847100000000001,2.0226700278778362]
["SV 20","SV",350,22,2,180.71720520397096,6.8780968300631358,13.321,3.4390484150315679]
["SV 21","SV",350,22,2,48.99775219829781,1.8648544486672147,13.321,0.93242722433360736]
["SV 22","SV",290,22,2,79.471357259297548,3.0246798572888647,11.037400000000002,1.5123399286444323]
["SV 23","SV",260,22,2,159.4150309207165,6.0673360768424702,9.8956,3.0336680384212351]
["SV 31","SV",350,22,3,33.691001856054356,1.2822795306414287,13.321,0.64113976532071437]
["SV 32","SV",260,22,3,139.44585037138546,5.3073090651349304,9.8956,2.6536545325674652]
["SV 33","SV",260,22,3,103.52911564817543,3.9403181415695565,9.8956,1.9701590707847783]
["SV 34","SV",300,22,3,144.74580311744865,5.5090252666500952,11.417999999999999,2.7545126333250476]
["SVW 41","SVW",260,22,4,103.80102199550231,3.9506668971488179,9.8956,1.975333448574409]
["SVW 42","SVW",355,22,4,235.89893293267369,8.9783133874175594,13.5113,4.4891566937087797]
["SVW 43","SVW",270,22,4,121.7052717984061,4.6321026446473361,10.276200000000001,2.3160513223236681]
["SVW 44","SVW",315,22,4,7.2147941010272936,0.27459506348509882,11.988900000000001,0.13729753174254941]
["SVW 45","SVW",350,22,4,246.94566994984595,9.3987521982911364,13.321,4.6993760991455682]
["SVW 51","SVW",370,22,5,186.22290990194193,7.0876439508679097,14.0822,3.5438219754339548]
["SVW 52","SVW",355,22,5,103.64525943176447,3.9447385739729559,13.5113,1.972369286986478]
["SVW 53","SVW",265,22,5,163.97639001194338,6.2409414038545643,10.085900000000002,3.1204707019272822]
["SVW 54","SVW",260,22,5,171.52540962438914,6.5282570903042494,9.8956,3.2641285451521247]
["SVW 55","SVW",280,22,5,110.25899478233671,4.1964573414157345,10.6568,2.0982286707078672]
["WD 11","WD",295,11,1,216.50743076202696,4.1201364074013735,5.6138500000000002,2.0600682037006868]
["WD 13","WD",285,11,1,279.45422733841684,5.3180139462500726,5.4235500000000005,2.6590069731250363]
["WD 14","WD",315,11,1,212.52602451156474,4.0443702464550766,5.9944500000000005,2.0221851232275383]
["WD 15","WD",350,11,1,149.74766707016744,2.8496981043452867,6.6604999999999999,1.4248490521726433]
["WD 16","WD",160,11,1,84.47985154754312,1.6076515749497455,3.0448000000000004,0.80382578747487277]
["WD 21","WD",285,11,2,144.4691715006374,2.7492483336571296,5.4235500000000005,1.3746241668285648]
["WD 22","WD",295,11,2,261.40604015838494,4.9745569442140649,5.6138500000000002,2.4872784721070325]
["WD 23","WD",350,11,2,200.42617307003127,3.8141100735226945,6.6604999999999999,1.9070550367613472]
["WD 24","WD",355,11,2,181.70996043432265,3.4579405470651601,6.7556500000000002,1.72897027353258]
["WD 26","WD",165,11,2,80.822354942881944,1.5380494145630434,3.1399500000000002,0.76902470728152172]
["WD 31","WD",300,11,3,288.9576774552558,5.4988646019735175,5.7089999999999996,2.7494323009867587]
["WD 32","WD",295,11,3,241.88829094694384,4.6031341767203413,5.6138500000000002,2.3015670883601707]
["WD 33","WD",370,11,3,252.8940433113695,{"$f":"1.73*F451*D451/1000","v":4.8125736442153615},{"$f":"1.73*D451*C451/1000","v":7.0411000000000001},{"$f":"0.5*G451","v":2.4062868221076807}]
["WD 34","WD",350,11,3,136.14720823992835,2.5908813728058364,6.6604999999999999,1.2954406864029182]
["WD 36","WD",290,11,3,0,0,5.5187000000000008,0]

{"sheet":"Prices","index":7,"n_rows":60,"n_cols":19,"rows_kept":60,"cut":false,"hidden":false,"merged":[[10,7,10,12],[10,1,10,6]]}
["Option Costing",null,"Unit Price","ZSS","Asset Type",null,"Convert from:",2018]
["Additional Path",null,{"$f":"IF($E$2=\"Transformer\",IFERROR(VLOOKUP($D$2,$A$13:$G$59,7,FALSE),G60),(VLOOKUP($D$2,$A$13:$O$59,14,FALSE)))*CPI","v":5103884.3721770542},{"$f":"ZSS","v":"MC"},{"$f":"AssetType","v":"Transformer"},null,"Convert to :",2019]
["1 Replacement",null,{"$f":"IF($E$2=\"Transformer\",IFERROR(VLOOKUP($D$2,$A$13:$G$59,4,FALSE),D60),(VLOOKUP($D$2,$A$13:$O$59,11,FALSE)))*CPI","v":2321342.5654923213},null,null,null,"Multiply by",1.0207768744354109]
["2 Replacements - Same Make",null,{"$f":"IF($E$2=\"Transformer\",IFERROR(VLOOKUP($D$2,$A$13:$G$59,5,FALSE),E60),(VLOOKUP($D$2,$A$13:$O$59,12,FALSE)))*CPI","v":4642685.1309846425}]
["2 Replacements - Different Make",null,{"$f":"IF($E$2=\"Transformer\",IFERROR(VLOOKUP($D$2,$A$13:$G$59,6,FALSE),F60),(VLOOKUP($D$2,$A$13:$O$59,13,FALSE)))*CPI","v":4734555.0496838298}]
["System spare available",null,{"$f":"IF($E$2=\"Transformer\",IFERROR(VLOOKUP($D$2,$A$13:$G$59,2,FALSE),B60),(VLOOKUP($D$2,$A$13:$O$59,9,FALSE)))*CPI","v":204155.37488708217}]
["Non-network Solution"]
["Online Monitoring System",null,{"$f":"IF($E$2=\"Transformer\",IFERROR(VLOOKUP($D$2,$A$13:$G$59,3,FALSE),C60),(VLOOKUP($D$2,$A$13:$O$59,10,FALSE)))*CPI","v":683034.47154471534}]
[]
[]
[null,"Transformer",null,null,null,null,null,"Circuit Breakers"]
["ZSS","Spare","Online Monitor","1 Replacement","2 Replacements - Same","2 Replacements - Different","Additional Path","Comment","Spare","Online Monitor","1 Replacement","2 Replacements - Same","2 Replacements - Different","Additional Path","Comment","Transformer","CM",2542659,"CM #1 Transformer replacement (2020)"]
["BH",200000,669132,{"$error":"#N/A"},{"$error":"#N/A"},{"$error":"#N/A"},5000000,null,{"$error":"#N/A"},{"$error":"#N/A"},{"$error":"#N/A"},{"$error":"#N/A"},{"$error":"#N/A"},{"$error":"#N/A"},null,"Transformer","EL",2402794,"EL #2 Transformer replacement (2021)"]
["BR",200000,669132,2412203,{"$f":"D14*2","v":4824406},{"$f":"E14+90000","v":4914406},5000000,"SD Provided",1000000,1000000,{"$f":"L14","v":2551101},2551101,{"$f":"L14+90000","v":2641101},{"$f":"M14*1.5","v":3961651.5},"As per BT","Transformer","OR",2542659,"OR #2 Transformer replacement (2021"]
["BT",200000,669132,2489090,4978180,5068180,5000000,"SD Provided",1000000,1000000,{"$f":"L15","v":2551101},2551101,{"$f":"L15+90000","v":2641101},{"$f":"M15*1.5","v":3961651.5},"SD Provided","Transformer","EM",2489090,"EM #1 Transformer replacement (2022)"]
["BU",200000,669132,{"$error":"#N/A"},{"$error":"#N/A"},{"$error":"#N/A"},5000000,null,1000000,1000000,{"$f":"L16","v":2738134},2738134,{"$f":"L16+90000","v":2828134},4242201,"SD Provided","Transformer","EW",2266348,"EW #2 Transformer replacement (2022)"]
["BW",200000,669132,1881489,3762978,3852978,4000000,"Based on SH",null,null,null,null,null,null,null,"Transformer","SR",2257594,"SR #3 Transformer replacement (2023) "]
["CDA",200000,669132,{"$error":"#N/A"},{"$error":"#N/A"},{"$error":"#N/A"},5000000,null,null,null,null,null,null,null,null,"Transformer","K",2542659,"K #3 Transformer replacement (2023)"]
["CFD",200000,669132,{"$error":"#N/A"},{"$error":"#N/A"},{"$error":"#N/A"},5000000,null,null,null,null,null,null,null,null,"Transformer","BT",2489090,"BT #X Transformer Replacement (2024) "]
["CM",200000,669132,2542659,5085318,5175318,5000000,"SD Provided",null,null,null,null,null,null,null,"Transformer","WD",2274094,"WD 1X Transformer Replacement (2025)"]
["CRM",200000,669132,2274094,{"$f":"D21*2","v":4548188},{"$f":"E21+90000","v":4638188},5000000,"Based on WD",null,null,null,null,null,null,null,null,null,null,"HGSX Transformer Replacementn (2025)"]
["DC",200000,669132,2274094,{"$f":"D22*2","v":4548188},{"$f":"E22+90000","v":4638188},5000000,"Based on WD",1000000,1000000,1567857,{"$f":"K22*2*0.9","v":2822142.6},{"$f":"L22+90000","v":2912142.6},{"$f":"M22*1.5","v":4368213.9000000004},"SD Provided","Transformer","BR",2412203,"BR #X Transformer Replacement (2025)"]
["DMA",200000,669132,{"$error":"#N/A"},{"$error":"#N/A"},{"$error":"#N/A"},5000000,null,null,null,null,null,null,null,null,"Transformer","OE",2489090,"OE #X Transformer Replacement (2025)"]
["DN",200000,669132,{"$error":"#N/A"},{"$error":"#N/A"},{"$error":"#N/A"},5000000,null,1000000,1000000,1567857,{"$f":"K24*2*0.9","v":2822142.6},{"$f":"L24+90000","v":2912142.6},4368213.9000000004,"Based on DC",null,null,669132,"Online Monitoring System (Any transformer)"]
["DSH",200000,669132,{"$error":"#N/A"},{"$error":"#N/A"},{"$error":"#N/A"},5000000,null,null,null,null,null,null,null,null,"Transformer","Average",{"$f":"AVERAGE(R12:R23)","v":2428025.4545454546},"Average unit price (33MVA)"]
["DVY",200000,669132,{"$error":"#N/A"},{"$error":"#N/A"},{"$error":"#N/A"},5000000,null,null,null,null,null,null,null,null,"Transformer","SH",1881489,"SH #3 Transformer replacement (2020)"]
["EB",200000,669132,{"$error":"#N/A"},{"$error":"#N/A"},{"$error":"#N/A"},5000000,null,null,null,null,null,null,null,null,"Indoor CB","SR",3061268,"SR 11kV Switchboard Replacement (2021)"]
["EL",200000,669132,2402794,4805588,4895588,5000000,"SD Provided",null,null,null,null,null,null,null,"Indoor CB","BT",2551101,"BT 11kV switchboard replacement (2022)"]
["EM",200000,669132,2489090,4978180,5068180,5000000,"SD Provided",1000000,1000000,{"$f":"L29","v":2903633},2903633,{"$f":"L29+90000","v":2993633},{"$f":"M29*1.5","v":4490449.5},"SD Provided","Indoor CB","EM",2903633,"EM 11kV switchboard replacement (2023)"]
["EW",200000,669132,2266348,4532696,4622696,5000000,"SD Provided",1000000,1000000,{"$f":"L30","v":2551101},2551101,2641101,3961651.5,"SD Provided","Indoor CB","EW",2551101,"EW 11kV switchboard replacement (2024)"]
["FSH",200000,669132,{"$error":"#N/A"},{"$error":"#N/A"},{"$error":"#N/A"},5000000,null,null,null,null,null,null,null,null,"Indoor CB","BU",2738134,"BU 11kV switchboard replacement (2025)"]
["FTN",200000,669132,{"$error":"#N/A"},{"$error":"#N/A"},{"$error":"#N/A"},5000000,null,null,null,null,null,null,null,null,"Indoor CB","Average",{"$f":"AVERAGE(R27:R31)","v":2761047.4},"DN 22kV #3 Trans outdoor CB Replacement (2021)"]
["GW",200000,669132,2274094,{"$f":"D33*2","v":4548188},{"$f":"E33+90000","v":4638188},5000000,"Based on WD",1000000,1000000,1567857,{"$f":"K33*2*0.9","v":2822142.6},{"$f":"L33+90000","v":2912142.6},{"$f":"M33*1.5","v":4368213.9000000004},null,"Outdoor CB","DN",237105,"DN 22kV #3 Trans outdoor CB Replacement (2021)"]
["HGS",200000,669132,{"$error":"#N/A"},{"$error":"#N/A"},{"$error":"#N/A"},5000000,null,null,null,null,null,null,null,null,null,"HT",1099171,"HT 22kV Switchyard Improvement (2023)"]
["HT",200000,669132,{"$error":"#N/A"},{"$error":"#N/A"},{"$error":"#N/A"},5000000,null,1000000,1000000,1099171,{"$f":"K35*2*0.9","v":1978507.8},{"$f":"2*K35","v":2198342},{"$f":"M35*1.5","v":3297513},"Based on HT",null,"GW",780171,"GW 22kV Switchyard Improvement (2024)"]
["K",200000,669132,2542659,5085318,5175318,5000000,"SD Provided",1000000,1000000,null,null,null,null,null,null,"DC",1567857,"DC 22kV Switchyard Improvement (2024)"]
["KBH",200000,669132,{"$error":"#N/A"},{"$error":"#N/A"},{"$error":"#N/A"},5000000]
["LD",200000,669132,{"$error":"#N/A"},{"$error":"#N/A"},{"$error":"#N/A"},5000000]
["LWN",200000,669132,{"$error":"#N/A"},{"$error":"#N/A"},{"$error":"#N/A"},5000000]
["M",200000,669132,{"$error":"#N/A"},{"$error":"#N/A"},{"$error":"#N/A"},5000000]
["MC",200000,669132,2274094,{"$f":"D41*2","v":4548188},{"$f":"E41+90000","v":4638188},5000000,"Based on WD"]
["MGE",200000,669132,{"$error":"#N/A"},{"$error":"#N/A"},{"$error":"#N/A"},5000000]
["MR",200000,669132,{"$error":"#N/A"},{"$error":"#N/A"},{"$error":"#N/A"},5000000]
["MTN",200000,669132,{"$error":"#N/A"},{"$error":"#N/A"},{"$error":"#N/A"},5000000]
["NB",200000,669132,{"$error":"#N/A"},{"$error":"#N/A"},{"$error":"#N/A"},5000000]
["NO",200000,669132,{"$error":"#N/A"},{"$error":"#N/A"},{"$error":"#N/A"},5000000]
["NP",200000,669132,{"$error":"#N/A"},{"$error":"#N/A"},{"$error":"#N/A"},5000000]
["NW",200000,669132,{"$error":"#N/A"},{"$error":"#N/A"},{"$error":"#N/A"},5000000]
["OAK",200000,669132,{"$error":"#N/A"},{"$error":"#N/A"},{"$error":"#N/A"},5000000]
["OE",200000,669132,2489090,4978180,5068180,5000000,"SD Provided",1000000,1000000,{"$f":"L50","v":3061268},3061268,{"$f":"L50+90000","v":3151268},{"$f":"M50*1.5","v":4726902},"Based on SR"]
["OR",200000,669132,2542659,5085318,5175318,5000000,"SD Provided"]
["RBD",200000,669132,{"$error":"#N/A"},{"$error":"#N/A"},{"$error":"#N/A"},5000000]
["SH",200000,669132,1881489,3762978,3852978,4000000,"SD Provided"]
["SR",200000,669132,2257594,4515188,4605188,5000000,"SD Provided",1000000,1000000,{"$f":"L54","v":3061268},3061268,{"$f":"L54+90000","v":3151268},{"$f":"M54*1.5","v":4726902},"SD Provided"]
["SS",200000,669132,2489090,{"$f":"D55*2","v":4978180},{"$f":"E55+90000","v":5068180},5000000,"Based on BT",1000000,1000000]
["STO",200000,669132,2489090,{"$f":"D56*2","v":4978180},{"$f":"E56+90000","v":5068180},5000000,"Based on EM"]
["SV",200000,669132,{"$error":"#N/A"},{"$error":"#N/A"},{"$error":"#N/A"},5000000]
["SVW",200000,669132,{"$error":"#N/A"},{"$error":"#N/A"},{"$error":"#N/A"},5000000]
["WD",200000,669132,2274094,4548188,4638188,5000000]
["Average",{"$f":"B59","v":200000},{"$f":"C59","v":669132},2428025.4545454546,{"$f":"D60*2","v":4856050.9090909092},4946050.9090909092,5000000,null,null,null,{"$f":"L60","v":2761047.4},2761047.4,{"$f":"L60+90000","v":2851047.4}]

{"sheet":"Constants","index":8,"n_rows":45,"n_cols":8,"rows_kept":45,"cut":false,"hidden":false,"merged":[[7,3,9,3]]}
["Constant","Description","Value","Comment",null,"List of Asset Types",null,"Sensitivity Options"]
["WACC","Annual Cost of Capital",3.415E-2,null,null,"Transformer",null,"Lower"]
["VCR","Value of Reliability",{"$f":"#NULL!","v":{"$error":"#NULL!"}},"2018 Figure",null,"Indoor CB",null,"Upper"]
["VSL","Value of Life",4490000,null,null,"Outdoor CB",null,"Normal"]
["DF_STAFF","Dispoportionate Factor",3]
["DF_PUBLIC",null,3]
["POC_LTI","Probability of Consequence - LTI",2.6027400000000001E-4]
["POC_PUBLIC",null,1.15E-4,"Note: Ofgem figures are same for CB and ZSS Transformer - so same figures are used for both"]
["POC_STAFF",null,1.9606160000000001E-3]
["VLTI",null,127000]
["COC_TX_MAJOR",null,{"$f":"COST_REPLACE_1_TX","v":2428025.4545454546},"Average price ex OH"]
["COC_TX_MINOR",null,200000]
["COC_INDOOR_MAJOR",null,{"$f":"0.8*200000+0.15*1000000+0.05*3000000","v":460000},"Weighted average of 3 scenarios. Used for incomer panel risk."]
["COC_INDOOR_MINOR",null,{"$f":"COC_INDOOR_MAJOR","v":460000},"Weighted average of 3 scenarios. Used for feeder panel failure rather than incomer"]
["COC_OUTDOOR_MAJOR",null,180000,"Replacement of outdoor CB"]
["COC_OUTDOOR_MINOR",null,10000,"Defect Repair"]
["POC_TX_MAJOR",null,0.77,"UQ Study"]
["POC_TX_MINOR",null,0.23,"UQ Study"]
["POC_INDOOR_MAJOR",null,1,"From Kaplan Meier Input Data"]
["POC_INDOOR_MINOR",null,0,"From Kaplan Meier Input Data"]
["POC_OUTDOOR_MAJOR",null,0.5,"Assumption - From History"]
["POC_OUTDOOR_MINOR",null,0.5,"Assumption - From History"]
["POC_MAJOR",null,{"$f":"IF(AssetType=\"Transformer\",POC_TX_MAJOR,IF(AssetType=\"Indoor CB\",POC_INDOOR_MAJOR,POC_OUTDOOR_MAJOR))","v":0.77},"<< Auto Set to which asset is chosen"]
["POC_MINOR",null,{"$f":"IF(AssetType=\"Transformer\",POC_TX_MINOR,IF(AssetType=\"Indoor CB\",POC_INDOOR_MINOR,POC_OUTDOOR_MINOR))","v":0.23},"<< Auto Set to which asset is chosen"]
["COC_MAJOR",null,{"$f":"IF(AssetType=\"Transformer\",COC_TX_MAJOR,IF(AssetType=\"Indoor CB\",COC_INDOOR_MAJOR,COC_OUTDOOR_MAJOR))","v":2428025.4545454546}]
["COC_MINOR",null,{"$f":"IF(AssetType=\"Transformer\",COC_TX_MINOR,IF(AssetType=\"Indoor CB\",COC_INDOOR_MINOR,COC_OUTDOOR_MINOR))","v":200000}]
["COST_ADDITIONAL_TX",null,4500000,"3rd Tx"]
["COST_ADDITIONAL_INDOOR_CB",null,2500000,"<< 3rd Indoor Bus"]
["COST_ADDITIONAL_OUTDOOR_CB",null,1500000,"<< 3rd Outdoor Bus"]
["COST_REPLACE_1_TX",null,{"$f":"IFERROR(VLOOKUP(ZSS,Prices!Q12:R26,2,FALSE), Prices!R25)","v":2428025.4545454546}]
["COST_REPLACE_1_INDOOR_CB",null,{"$f":"0.6*COST_REPLACE_2_INDOOR_CB_SAME","v":1656628.44}]
["COST_REPLACE_1_OUTDOOR_CB",null,{"$f":"Prices!R33","v":237105}]
["COST_REPLACE_2_TX_SAME",null,{"$f":"COST_REPLACE_1_TX*2*0.9","v":4370445.8181818184}]
["COST_REPLACE_2_INDOOR_CB_SAME",null,{"$f":"IFERROR(VLOOKUP(ZSS,Prices!Q27:R31,2,FALSE), Prices!R32)","v":2761047.4}]
["COST_REPLACE_2_OUTDOOR_CB_SAME",null,{"$f":"COST_REPLACE_1_OUTDOOR_CB*2*0.9","v":426789}]
["COST_REPLACE_2_TX_DIFFERENT",null,{"$f":"C33+90000","v":4460445.8181818184},"Assume extra 10% on material cost of $900k"]
["COST_REPLACE_2_INDOOR_CB_DIFFERENT",null,{"$f":"C34+25000","v":2786047.4},"Assume extra 10% on material cost of $250k"]
["COST_REPLACE_2_OUTDOOR_CB_DIFFERENT",null,{"$f":"COST_REPLACE_2_OUTDOOR_CB_SAME+7000","v":433789},"Assume extra 10% on material cost of $70k"]
["COST_SPARE_TX",null,250000]
["COST_SPARE_INDOOR_CB",null,250000,"Note: Outdoor spare already exists"]
["COST_MONITOR_TX",null,{"$f":"Prices!R24","v":669132}]
["COST_MONITOR_INDOOR_CB",null,{"$f":"40000/WACC","v":1171303.0746705709},"40k lease fee from EA for a PD monitor"]
["COST_MONITOR_OUTDOOR_CB",null,200000]
["COST_SPARE_OUTDOOR_CB",null,200000]
["Outage Duration",null,2,"Hours"]

{"sheet":"Results_10PoE","index":9,"n_rows":3307,"n_cols":55,"rows_kept":1125,"cut":true,"hidden":false,"merged":[],"bounds":{"rows_first":500,"rows_last":125,"rows_between":500,"halvings":2}}
[]
[]
[]
[]
[]
[null,null,null,"History"]
["Year","Hours",{"$f":"ZSS","v":"MC"},"BH","BR","BT","BU","BW","CDA","CFD","CM","CRM","DC","DMA","DN","DSH","DVY","EB","EL","EM","EW","FSH","FTN","GW","HGS","HT","K","KBH","LD","LWN","M","MC","MGE","MR","MTN","NB","NO","NP","NW","O","OAK","OE","OR","RBD","RWT","SCY","SH","SR","SS","STO","SV","SVW","T","TSE","WD"]
[2018,1,{"$f":"INDEX(D8:BC8,MATCH($C$7,$D$7:$BC$7,0))","v":8760},8760,8760,8760,8759,8760,8760,8760,8760,8760,8760,8334,8760,8760,8760,8760,8760,8760,8760,8760,8756,8760,8760,8760,8760,8734,8760,8760,8760,8760,8753,8760,8760,8760,8760,8725,8760,0,8760,8760,8749,8760,0,0,8737,8760,8753,8760,8760,8760,0,0,8760]
[2018,2,{"$f":"INDEX(D9:BC9,MATCH($C$7,$D$7:$BC$7,0))","v":8760},8760,8760,8760,8759,8760,8760,8760,8760,8760,8760,8332,8760,8760,8760,8760,8760,8760,8760,8760,8756,8760,8760,8760,8760,8715,8760,8760,8760,8760,8753,8760,8760,8760,8760,8725,8760,0,8760,8760,8749,8760,0,0,6261,8760,8734,8760,8760,8760,0,0,8760]
[2018,3,8760,8760,8760,8760,8759,8760,8760,8760,8760,8760,8760,8331,8760,8760,8760,8760,8760,8760,8760,8760,8756,8760,8760,8760,8760,8697,8759,8760,8760,8760,8753,8760,8760,8760,8760,8724,8760,0,8760,8760,8749,8760,0,0,1956,8760,8685,8760,8760,8760,0,0,8760]
[2018,4,8760,8760,8760,8760,8759,8760,8760,8760,8760,8760,8760,8254,8760,8760,8760,8760,8760,8760,8760,8760,8756,8760,8760,8760,8760,8678,8759,8760,8760,8760,8753,8760,8760,8760,8760,8721,8760,0,8760,8659,8749,8760,0,0,571,8760,8590,8760,8760,8760,0,0,8760]
[2018,5,8760,8760,8530,8760,8759,8355,8760,8760,8733,8760,8760,7832,8760,8760,8760,8760,8758,8760,8760,8760,8756,8760,8760,8760,8760,8659,8759,8760,8760,8760,8753,8760,8760,8760,8760,8721,8760,0,8760,7669,8748,8760,0,0,154,8760,8390,8760,8760,8760,0,0,8760]
[2018,6,8760,8760,7424,8127,8637,7135,8760,8760,8537,8760,8760,7267,8760,8760,8760,8760,8311,8760,8577,8760,8756,8760,8760,8759,8760,8631,8759,8760,8760,8760,8753,8760,8760,8760,8760,8720,8760,0,8760,5435,8748,8760,0,0,45,8760,8139,8760,8760,8760,0,0,8760]
[2018,7,8760,8760,6560,7176,7770,5808,8757,8760,8066,8760,8760,6812,8760,8760,8760,8760,7373,8491,7922,8760,8756,8760,8760,8759,8760,8392,8759,8760,8740,8760,8753,8760,8760,8760,8760,8720,8760,0,8760,4094,8744,8760,0,0,3,8760,7773,8586,8760,8760,0,0,8760]
[2018,8,8760,8760,5827,6419,6895,4574,8674,8760,7349,8760,8760,6459,8760,8760,8760,8760,6649,7653,7243,8760,8756,8760,8760,8747,8596,7996,8759,8760,8499,8760,8753,8700,8760,8757,8760,8720,8760,0,8562,3087,8492,8760,0,0,0,8628,7282,7989,8760,8760,0,0,8760]
[2018,9,8760,8756,4652,5554,5581,2952,8416,8760,6512,8760,8760,5970,8760,8760,8760,8760,5911,6834,6451,8760,8756,8760,8760,8694,8143,7510,8759,8760,8068,8760,8753,8447,8760,8384,8760,8720,8760,0,8128,1917,8033,8692,0,0,0,8179,6669,6852,8760,8760,0,0,8758]
[2018,10,8760,8745,3143,4046,4076,1800,7788,8725,5607,8760,8760,5252,8760,8760,8760,8760,5099,6232,5010,8760,8756,8760,8760,8619,7753,6891,8759,8720,7523,8760,8753,7903,8760,7812,8760,8719,8760,0,7686,844,7318,8441,0,0,0,7564,6084,5447,8760,8760,0,0,8479]
[2018,11,8753,8736,2088,2719,2802,1099,6925,8482,4912,8760,8760,4460,8760,8758,8760,8760,4064,5759,3651,8760,8756,8760,8760,8511,7139,6274,8759,8432,6875,8753,8753,7206,8760,7227,8760,8719,8753,0,7127,275,6472,8134,0,0,0,6901,5490,4149,8753,8760,0,0,8044]
[2018,12,8710,8726,1408,1900,1895,599,6021,8000,4330,8760,8760,3646,8759,8738,8760,8760,2939,5176,2709,8760,8627,8760,8760,8367,6503,5705,8759,7758,6110,8710,8753,6552,8760,6747,8757,8719,8725,0,6531,93,5586,7707,0,0,0,6201,4948,3051,8723,8760,0,0,7580]
[2018,13,8628,8704,967,1311,1256,336,5223,7425,3751,8760,8760,2885,8759,8704,8760,8760,1975,4357,1991,8760,8287,8760,8760,8140,5802,5179,8689,7111,5409,8628,8753,6043,8760,6294,8751,8704,8486,0,6003,50,4598,7054,0,0,0,5549,4415,2239,8596,8754,0,0,7128]
[2018,14,8479,8668,644,934,874,193,4649,6986,3162,8760,8760,2191,8758,8648,8760,8760,1325,3176,1490,8760,7791,8750,8746,7845,5234,4688,8563,6421,4732,8479,8753,5406,8758,5873,8750,8646,8166,0,5487,24,3612,6270,0,0,0,4837,3880,1591,8361,8741,0,0,6680]
[2018,15,8303,8646,452,649,579,120,3969,6542,2642,8760,8760,1641,8749,8603,8742,8760,918,2006,1099,8724,7216,8631,8692,7442,4672,4209,8361,5542,4036,8303,8753,4879,8570,5403,8725,8515,7724,0,5034,3,2864,5560,0,0,0,4010,3304,1132,8085,8716,0,0,6370]
[2018,16,8021,8622,303,435,386,94,3103,6105,2065,8760,8747,1236,8705,8573,8710,8703,598,1309,840,8646,6666,8348,8568,7120,3846,3731,7975,4731,3344,8021,8753,4431,8126,4794,8694,8306,7251,0,4462,0,2265,4957,0,0,0,3122,2755,803,7674,8655,0,0,6002]
[2018,17,7726,8600,203,295,263,81,2303,5635,1535,8760,8616,951,8616,8545,8678,8409,396,837,638,8525,6226,8029,8225,6703,3175,3328,7581,4031,2790,7726,8731,3906,7601,4058,8532,8005,6863,0,3808,0,1756,4512,0,0,0,2354,2297,572,7164,8565,0,0,5615]
[2018,18,7343,8548,138,202,186,66,1666,5065,1021,8760,8420,752,8448,8435,8620,8032,282,546,483,8233,5861,7663,7630,6267,2711,2869,7156,3353,2173,7343,8656,3210,7081,3269,8033,7603,6432,0,3185,0,1345,4186,0,0,0,1767,1925,386,6631,8400,0,0,5172]
[2018,19,6905,8448,101,140,134,48,1222,4351,489,8759,8195,572,8235,8301,8550,7538,195,362,373,7954,5473,7270,6895,5797,2277,2435,6740,2785,1614,6905,8529,2373,6677,2572,7280,7094,6004,0,2586,0,1033,3864,0,0,0,1265,1614,259,6134,8120,0,0,4507]
[2018,20,6509,8246,81,103,119,39,873,3566,173,8759,7868,453,7958,8096,8389,7039,140,220,277,7583,5113,6929,6129,5402,1680,2032,6328,2240,1178,6509,8365,1713,6349,2035,6493,6556,5588,0,2051,0,797,3534,0,0,0,910,1277,182,5607,7717,0,0,3743]
[2018,21,6036,7776,71,88,99,22,570,2786,89,8753,7524,351,7625,7836,8168,6530,107,150,189,7219,4686,6526,5227,5039,1142,1748,5893,1758,884,6036,8149,1252,6075,1591,5594,6027,5158,0,1626,0,589,3252,0,0,0,627,929,126,5138,7178,0,0,2937]
[2018,22,5633,7323,57,75,86,10,328,2195,56,8746,7190,258,7196,7556,7886,5997,97,107,122,6817,4239,6162,4286,4625,846,1529,5348,1403,651,5633,7789,923,5760,1232,4779,5490,4740,0,1246,0,464,2908,0,0,0,421,612,86,4671,6559,0,0,2221]
[2018,23,5233,6816,47,66,69,0,180,1766,27,8707,6866,191,6663,7262,7568,5463,85,92,74,6389,3866,5822,3495,4213,593,1330,4794,1115,467,5233,7328,653,5418,964,4166,5006,4322,0,949,0,328,2562,0,0,0,305,393,60,4226,5959,0,0,1669]
[2018,24,4894,6170,34,56,55,0,103,1423,6,8642,6560,139,6131,7021,7288,4861,75,77,40,5942,3442,5454,2765,3876,434,1093,4204,894,321,4894,6944,477,4925,701,3780,4608,3858,0,687,0,227,2195,0,0,0,207,251,50,3868,5401,0,0,1279]
[2018,25,4571,5346,24,43,49,0,67,1112,3,8559,6232,99,5619,6756,7002,4242,60,64,13,5453,2968,5128,2171,3612,322,835,3714,749,235,4571,6471,361,4327,541,3470,4261,3397,0,464,0,167,1861,0,0,0,127,183,40,3591,4816,0,0,960]
[2018,26,4353,4622,17,38,38,0,51,887,0,8438,5944,70,5173,6514,6772,3554,44,47,2,4855,2445,4824,1696,3389,247,618,3299,600,161,4353,5933,256,3667,408,3233,3941,2950,0,313,0,115,1538,0,0,0,79,137,33,3299,4273,0,0,747]
[2018,27,4132,3880,11,26,25,0,44,713,0,8186,5665,52,4704,6245,6546,2924,34,34,0,4231,1948,4442,1309,3150,176,442,2931,494,119,4132,5489,193,3047,321,3017,3626,2544,0,209,0,83,1231,0,0,0,53,96,26,3032,3821,0,0,587]
[2018,28,3984,3085,5,16,16,0,34,563,0,7990,5300,42,4272,6000,6349,2329,23,23,0,3721,1485,4076,996,2943,137,321,2579,382,83,3984,5087,148,2542,258,2812,3323,2091,0,148,0,58,1000,0,0,0,33,74,23,2750,3458,0,0,467]
[2018,29,3844,2424,1,4,5,0,20,442,0,7766,4931,32,3923,5810,6202,1759,16,15,0,3209,1086,3740,782,2736,107,219,2323,288,57,3844,4727,133,2090,200,2620,2948,1690,0,110,0,45,794,0,0,0,21,64,20,2446,3165,0,0,370]
[2018,30,3675,1727,0,1,1,0,9,344,0,7490,4603,26,3636,5616,6103,1320,6,6,0,2731,794,3342,606,2564,78,119,2058,221,42,3675,4471,111,1736,155,2455,2555,1328,0,88,0,36,623,0,0,0,13,47,15,2120,2915,0,0,301]
[2018,31,3500,1117,0,0,0,0,5,283,0,7230,4214,21,3333,5433,5996,1057,0,1,0,2296,586,2916,487,2369,61,62,1830,145,31,3500,4198,102,1463,127,2262,2092,1064,0,73,0,30,475,0,0,0,8,37,15,1852,2667,0,0,250]
[2018,32,3362,721,0,0,0,0,4,235,0,6956,3821,19,3086,5203,5912,805,0,0,0,1932,424,2518,359,2182,48,31,1611,109,17,3362,3969,90,1162,109,2033,1691,863,0,60,0,20,353,0,0,0,0,27,13,1635,2402,0,0,204]
[2018,33,3176,459,0,0,0,0,4,197,0,6681,3341,17,2832,4959,5808,600,0,0,0,1639,305,2165,276,1952,41,3,1417,83,9,3176,3793,79,955,90,1742,1310,697,0,51,0,15,261,0,0,0,0,18,11,1430,2112,0,0,164]
[2018,34,2978,306,0,0,0,0,3,156,0,6386,2915,12,2607,4750,5668,441,0,0,0,1389,220,1820,209,1716,31,0,1245,67,4,2978,3615,75,779,84,1459,964,552,0,46,0,11,193,0,0,0,0,13,11,1203,1788,0,0,135]
[2018,35,2809,191,0,0,0,0,2,124,0,6065,2485,9,2401,4525,5472,339,0,0,0,1188,163,1506,155,1479,18,0,1086,56,1,2809,3428,63,615,79,1212,677,446,0,37,0,6,144,0,0,0,0,8,9,900,1544,0,0,115]
[2018,36,2617,123,0,0,0,0,0,100,0,5691,2091,8,2196,4258,5231,265,0,0,0,996,126,1211,113,1278,8,0,914,53,0,2617,3245,55,508,67,979,439,346,0,29,0,2,102,0,0,0,0,7,8,651,1337,0,0,104]
[2018,37,2438,85,0,0,0,0,0,83,0,5340,1759,8,1996,4019,5006,209,0,0,0,834,101,948,74,1109,2,0,774,43,0,2438,3023,44,414,62,770,306,263,0,23,0,0,63,0,0,0,0,4,8,449,1142,0,0,98]
[2018,38,2254,71,0,0,0,0,0,72,0,4942,1481,7,1748,3788,4769,174,0,0,0,695,88,755,51,922,0,0,654,36,0,2254,2752,38,326,52,515,211,214,0,20,0,0,39,0,0,0,0,1,6,316,947,0,0,89]
[2018,39,2024,50,0,0,0,0,0,63,0,4548,1286,7,1481,3569,4587,128,0,0,0,565,77,593,38,730,0,0,559,28,0,2024,2466,34,255,45,344,165,167,0,17,0,0,31,0,0,0,0,1,6,217,764,0,0,83]
[2018,40,1791,43,0,0,0,0,0,56,0,4167,1106,6,1216,3367,4396,111,0,0,0,467,65,469,28,543,0,0,452,18,0,1791,2180,28,189,35,245,135,124,0,14,0,0,21,0,0,0,0,1,6,162,548,0,0,74]
[2018,41,1584,35,0,0,0,0,0,48,0,3840,912,5,999,3166,4235,92,0,0,0,396,55,357,23,363,0,0,357,15,0,1584,1906,23,151,29,174,112,103,0,10,0,0,11,0,0,0,0,0,5,115,341,0,0,67]
[2018,42,1339,25,0,0,0,0,0,43,0,3486,767,5,815,2970,4119,83,0,0,0,328,49,274,19,231,0,0,271,9,0,1339,1675,17,121,21,130,96,91,0,9,0,0,7,0,0,0,0,0,5,85,213,0,0,34]
[2018,43,1147,15,0,0,0,0,0,35,0,3209,645,4,642,2785,4020,77,0,0,0,272,43,211,14,152,0,0,207,8,0,1147,1391,11,97,12,106,86,84,0,8,0,0,4,0,0,0,0,0,3,60,109,0,0,29]
[2018,44,949,3,0,0,0,0,0,24,0,2910,546,4,500,2599,3938,68,0,0,0,228,36,162,13,93,0,0,158,7,0,949,1093,7,83,7,87,72,75,0,3,0,0,1,0,0,0,0,0,3,47,45,0,0,20]
[2018,45,771,0,0,0,0,0,0,15,0,2629,470,2,382,2445,3834,57,0,0,0,190,30,117,7,54,0,0,110,4,0,771,839,3,73,5,75,64,70,0,0,0,0,0,0,0,0,0,0,3,38,25,0,0,16]
[2018,46,589,0,0,0,0,0,0,7,0,2396,408,2,291,2288,3715,49,0,0,0,159,28,104,4,37,0,0,78,1,0,589,627,1,65,1,70,57,62,0,0,0,0,0,0,0,0,0,0,2,26,16,0,0,10]
[2018,47,439,0,0,0,0,0,0,3,0,2146,353,0,220,2112,3562,46,0,0,0,132,20,88,1,30,0,0,41,1,0,439,491,0,58,0,58,54,50,0,0,0,0,0,0,0,0,0,0,2,17,10,0,0,8]
[2018,48,323,0,0,0,0,0,0,0,0,1887,302,0,171,1962,3425,36,0,0,0,107,13,82,0,20,0,0,18,0,0,323,386,0,53,0,47,49,46,0,0,0,0,0,0,0,0,0,0,0,10,5,0,0,2]
[2018,49,226,0,0,0,0,0,0,0,0,1674,262,0,130,1791,3285,30,0,0,0,94,10,72,0,15,0,0,4,0,0,226,295,0,50,0,33,41,43,0,0,0,0,0,0,0,0,0,0,0,9,3,0,0,1]
[2018,50,161,0,0,0,0,0,0,0,0,1455,232,0,101,1628,3139,25,0,0,0,77,9,64,0,7,0,0,1,0,0,161,230,0,45,0,25,36,38,0,0,0,0,0,0,0,0,0,0,0,5,0,0,0,0]
[2018,51,125,0,0,0,0,0,0,0,0,1270,198,0,78,1451,2998,22,0,0,0,67,3,58,0,3,0,0,0,0,0,125,179,0,43,0,14,31,34,0,0,0,0,0,0,0,0,0,0,0,0,0,0,0,0]
[2018,52,87,0,0,0,0,0,0,0,0,1106,170,0,62,1299,2880,17,0,0,0,58,0,53,0,0,0,0,0,0,0,87,148,0,37,0,8,24,28,0,0,0,0,0,0,0,0,0,0,0,0,0,0,0,0]
[2018,53,67,0,0,0,0,0,0,0,0,969,145,0,54,1133,2778,8,0,0,0,51,0,48,0,0,0,0,0,0,0,67,125,0,31,0,7,18,23,0,0,0,0,0,0,0,0,0,0,0,0,0,0,0,0]
[2018,54,37,0,0,0,0,0,0,0,0,833,131,0,51,963,2683,4,0,0,0,48,0,43,0,0,0,0,0,0,0,37,109,0,28,0,6,11,19,0,0,0,0,0,0,0,0,0,0,0,0,0,0,0,0]
[2018,55,22,0,0,0,0,0,0,0,0,719,116,0,47,841,2616,3,0,0,0,44,0,37,0,0,0,0,0,0,0,22,98,0,25,0,6,4,14,0,0,0,0,0,0,0,0,0,0,0,0,0,0,0,0]
[2018,56,11,0,0,0,0,0,0,0,0,626,105,0,41,706,2558,2,0,0,0,37,0,34,0,0,0,0,0,0,0,11,88,0,21,0,6,1,10,0,0,0,0,0,0,0,0,0,0,0,0,0,0,0,0]
[2018,57,4,0,0,0,0,0,0,0,0,534,99,0,39,598,2484,2,0,0,0,34,0,27,0,0,0,0,0,0,0,4,79,0,19,0,3,0,5,0,0,0,0,0,0,0,0,0,0,0,0,0,0,0,0]
[2018,58,2,0,0,0,0,0,0,0,0,454,95,0,31,488,2412,0,0,0,0,29,0,22,0,0,0,0,0,0,0,2,77,0,16,0,1,0,3,0,0,0,0,0,0,0,0,0,0,0,0,0,0,0,0]
[2018,59,0,0,0,0,0,0,0,0,0,402,89,0,22,389,2345,0,0,0,0,23,0,17,0,0,0,0,0,0,0,0,72,0,9,0,1,0,0,0,0,0,0,0,0,0,0,0,0,0,0,0,0,0,0]
[2018,60,0,0,0,0,0,0,0,0,0,337,85,0,17,303,2262,0,0,0,0,19,0,14,0,0,0,0,0,0,0,0,70,0,8,0,0,0,0,0,0,0,0,0,0,0,0,0,0,0,0,0,0,0,0]
[2018,61,0,0,0,0,0,0,0,0,0,282,80,0,11,225,2195,0,0,0,0,17,0,6,0,0,0,0,0,0,0,0,61,0,6,0,0,0,0,0,0,0,0,0,0,0,0,0,0,0,0,0,0,0,0]
[2018,62,0,0,0,0,0,0,0,0,0,244,76,0,7,164,2099,0,0,0,0,17,0,1,0,0,0,0,0,0,0,0,56,0,6,0,0,0,0,0,0,0,0,0,0,0,0,0,0,0,0,0,0,0,0]
[2018,63,0,0,0,0,0,0,0,0,0,216,72,0,6,122,2010,0,0,0,0,10,0,1,0,0,0,0,0,0,0,0,53,0,1,0,0,0,0,0,0,0,0,0,0,0,0,0,0,0,0,0,0,0,0]
[2018,64,0,0,0,0,0,0,0,0,0,189,69,0,5,79,1904,0,0,0,0,7,0,0,0,0,0,0,0,0,0,0,48,0,0,0,0,0,0,0,0,0,0,0,0,0,0,0,0,0,0,0,0,0,0]
[2018,65,0,0,0,0,0,0,0,0,0,153,63,0,5,49,1781,0,0,0,0,5,0,0,0,0,0,0,0,0,0,0,45,0,0,0,0,0,0,0,0,0,0,0,0,0,0,0,0,0,0,0,0,0,0]
[2018,66,{"$f":"INDEX(D73:BC73,MATCH($C$7,$D$7:$BC$7,0))","v":0},0,0,0,0,0,0,0,0,128,56,0,4,27,1639,0,0,0,0,3,0,0,0,0,0,0,0,0,0,0,41,0,0,0,0,0,0,0,0,0,0,0,0,0,0,0,0,0,0,0,0,0,0]
[2018,67,0,0,0,0,0,0,0,0,0,106,52,0,3,11,1482,0,0,0,0,3,0,0,0,0,0,0,0,0,0,0,34,0,0,0,0,0,0,0,0,0,0,0,0,0,0,0,0,0,0,0,0,0,0]
[2018,68,0,0,0,0,0,0,0,0,0,92,48,0,2,4,1357,0,0,0,0,0,0,0,0,0,0,0,0,0,0,0,32,0,0,0,0,0,0,0,0,0,0,0,0,0,0,0,0,0,0,0,0,0,0]
[2018,69,0,0,0,0,0,0,0,0,0,50,42,0,1,1,1231,0,0,0,0,0,0,0,0,0,0,0,0,0,0,0,27,0,0,0,0,0,0,0,0,0,0,0,0,0,0,0,0,0,0,0,0,0,0]
[2018,70,0,0,0,0,0,0,0,0,0,40,38,0,0,0,1080,0,0,0,0,0,0,0,0,0,0,0,0,0,0,0,22,0,0,0,0,0,0,0,0,0,0,0,0,0,0,0,0,0,0,0,0,0,0]
[2018,71,0,0,0,0,0,0,0,0,0,32,35,0,0,0,933,0,0,0,0,0,0,0,0,0,0,0,0,0,0,0,19,0,0,0,0,0,0,0,0,0,0,0,0,0,0,0,0,0,0,0,0,0,0]
[2018,72,0,0,0,0,0,0,0,0,0,24,32,0,0,0,802,0,0,0,0,0,0,0,0,0,0,0,0,0,0,0,9,0,0,0,0,0,0,0,0,0,0,0,0,0,0,0,0,0,0,0,0,0,0]
[2018,73,0,0,0,0,0,0,0,0,0,13,30,0,0,0,659,0,0,0,0,0,0,0,0,0,0,0,0,0,0,0,6,0,0,0,0,0,0,0,0,0,0,0,0,0,0,0,0,0,0,0,0,0,0]
[2018,74,0,0,0,0,0,0,0,0,0,10,25,0,0,0,508,0,0,0,0,0,0,0,0,0,0,0,0,0,0,0,4,0,0,0,0,0,0,0,0,0,0,0,0,0,0,0,0,0,0,0,0,0,0]
[2018,75,0,0,0,0,0,0,0,0,0,5,22,0,0,0,360,0,0,0,0,0,0,0,0,0,0,0,0,0,0,0,4,0,0,0,0,0,0,0,0,0,0,0,0,0,0,0,0,0,0,0,0,0,0]
[2018,76,0,0,0,0,0,0,0,0,0,4,14,0,0,0,262,0,0,0,0,0,0,0,0,0,0,0,0,0,0,0,2,0,0,0,0,0,0,0,0,0,0,0,0,0,0,0,0,0,0,0,0,0,0]
[2018,77,0,0,0,0,0,0,0,0,0,1,8,0,0,0,174,0,0,0,0,0,0,0,0,0,0,0,0,0,0,0,2,0,0,0,0,0,0,0,0,0,0,0,0,0,0,0,0,0,0,0,0,0,0]
[2018,78,0,0,0,0,0,0,0,0,0,1,4,0,0,0,119,0,0,0,0,0,0,0,0,0,0,0,0,0,0,0,1,0,0,0,0,0,0,0,0,0,0,0,0,0,0,0,0,0,0,0,0,0,0]
[2018,79,0,0,0,0,0,0,0,0,0,0,4,0,0,0,70,0,0,0,0,0,0,0,0,0,0,0,0,0,0,0,0,0,0,0,0,0,0,0,0,0,0,0,0,0,0,0,0,0,0,0,0,0,0]
[2018,80,0,0,0,0,0,0,0,0,0,0,2,0,0,0,35,0,0,0,0,0,0,0,0,0,0,0,0,0,0,0,0,0,0,0,0,0,0,0,0,0,0,0,0,0,0,0,0,0,0,0,0,0,0]
[2018,81,0,0,0,0,0,0,0,0,0,0,1,0,0,0,17,0,0,0,0,0,0,0,0,0,0,0,0,0,0,0,0,0,0,0,0,0,0,0,0,0,0,0,0,0,0,0,0,0,0,0,0,0,0]
[2018,82,0,0,0,0,0,0,0,0,0,0,0,0,0,0,8,0,0,0,0,0,0,0,0,0,0,0,0,0,0,0,0,0,0,0,0,0,0,0,0,0,0,0,0,0,0,0,0,0,0,0,0,0,0]
[2018,83,0,0,0,0,0,0,0,0,0,0,0,0,0,0,4,0,0,0,0,0,0,0,0,0,0,0,0,0,0,0,0,0,0,0,0,0,0,0,0,0,0,0,0,0,0,0,0,0,0,0,0,0,0]
[2018,84,0,0,0,0,0,0,0,0,0,0,0,0,0,0,1,0,0,0,0,0,0,0,0,0,0,0,0,0,0,0,0,0,0,0,0,0,0,0,0,0,0,0,0,0,0,0,0,0,0,0,0,0,0]
[2018,85,0,0,0,0,0,0,0,0,0,0,0,0,0,0,0,0,0,0,0,0,0,0,0,0,0,0,0,0,0,0,0,0,0,0,0,0,0,0,0,0,0,0,0,0,0,0,0,0,0,0,0,0,0]
[2018,86,0,0,0,0,0,0,0,0,0,0,0,0,0,0,0,0,0,0,0,0,0,0,0,0,0,0,0,0,0,0,0,0,0,0,0,0,0,0,0,0,0,0,0,0,0,0,0,0,0,0,0,0,0]
[2018,87,0,0,0,0,0,0,0,0,0,0,0,0,0,0,0,0,0,0,0,0,0,0,0,0,0,0,0,0,0,0,0,0,0,0,0,0,0,0,0,0,0,0,0,0,0,0,0,0,0,0,0,0,0]
[2018,88,0,0,0,0,0,0,0,0,0,0,0,0,0,0,0,0,0,0,0,0,0,0,0,0,0,0,0,0,0,0,0,0,0,0,0,0,0,0,0,0,0,0,0,0,0,0,0,0,0,0,0,0,0]
[2018,89,0,0,0,0,0,0,0,0,0,0,0,0,0,0,0,0,0,0,0,0,0,0,0,0,0,0,0,0,0,0,0,0,0,0,0,0,0,0,0,0,0,0,0,0,0,0,0,0,0,0,0,0,0]
[2018,90,0,0,0,0,0,0,0,0,0,0,0,0,0,0,0,0,0,0,0,0,0,0,0,0,0,0,0,0,0,0,0,0,0,0,0,0,0,0,0,0,0,0,0,0,0,0,0,0,0,0,0,0,0]
[2018,91,0,0,0,0,0,0,0,0,0,0,0,0,0,0,0,0,0,0,0,0,0,0,0,0,0,0,0,0,0,0,0,0,0,0,0,0,0,0,0,0,0,0,0,0,0,0,0,0,0,0,0,0,0]
[2018,92,0,0,0,0,0,0,0,0,0,0,0,0,0,0,0,0,0,0,0,0,0,0,0,0,0,0,0,0,0,0,0,0,0,0,0,0,0,0,0,0,0,0,0,0,0,0,0,0,0,0,0,0,0]
[2018,93,0,0,0,0,0,0,0,0,0,0,0,0,0,0,0,0,0,0,0,0,0,0,0,0,0,0,0,0,0,0,0,0,0,0,0,0,0,0,0,0,0,0,0,0,0,0,0,0,0,0,0,0,0]
[2018,94,0,0,0,0,0,0,0,0,0,0,0,0,0,0,0,0,0,0,0,0,0,0,0,0,0,0,0,0,0,0,0,0,0,0,0,0,0,0,0,0,0,0,0,0,0,0,0,0,0,0,0,0,0]
[2018,95,0,0,0,0,0,0,0,0,0,0,0,0,0,0,0,0,0,0,0,0,0,0,0,0,0,0,0,0,0,0,0,0,0,0,0,0,0,0,0,0,0,0,0,0,0,0,0,0,0,0,0,0,0]
[2018,96,0,0,0,0,0,0,0,0,0,0,0,0,0,0,0,0,0,0,0,0,0,0,0,0,0,0,0,0,0,0,0,0,0,0,0,0,0,0,0,0,0,0,0,0,0,0,0,0,0,0,0,0,0]
[2018,97,0,0,0,0,0,0,0,0,0,0,0,0,0,0,0,0,0,0,0,0,0,0,0,0,0,0,0,0,0,0,0,0,0,0,0,0,0,0,0,0,0,0,0,0,0,0,0,0,0,0,0,0,0]
[2018,98,0,0,0,0,0,0,0,0,0,0,0,0,0,0,0,0,0,0,0,0,0,0,0,0,0,0,0,0,0,0,0,0,0,0,0,0,0,0,0,0,0,0,0,0,0,0,0,0,0,0,0,0,0]
[2018,99,0,0,0,0,0,0,0,0,0,0,0,0,0,0,0,0,0,0,0,0,0,0,0,0,0,0,0,0,0,0,0,0,0,0,0,0,0,0,0,0,0,0,0,0,0,0,0,0,0,0,0,0,0]
[2018,100,0,0,0,0,0,0,0,0,0,0,0,0,0,0,0,0,0,0,0,0,0,0,0,0,0,0,0,0,0,0,0,0,0,0,0,0,0,0,0,0,0,0,0,0,0,0,0,0,0,0,0,0,0]
[2018,101,0,0,0,0,0,0,0,0,0,0,0,0,0,0,0,0,0,0,0,0,0,0,0,0,0,0,0,0,0,0,0,0,0,0,0,0,0,0,0,0,0,0,0,0,0,0,0,0,0,0,0,0,0]
[2018,102,0,0,0,0,0,0,0,0,0,0,0,0,0,0,0,0,0,0,0,0,0,0,0,0,0,0,0,0,0,0,0,0,0,0,0,0,0,0,0,0,0,0,0,0,0,0,0,0,0,0,0,0,0]
[2018,103,0,0,0,0,0,0,0,0,0,0,0,0,0,0,0,0,0,0,0,0,0,0,0,0,0,0,0,0,0,0,0,0,0,0,0,0,0,0,0,0,0,0,0,0,0,0,0,0,0,0,0,0,0]
[2018,104,0,0,0,0,0,0,0,0,0,0,0,0,0,0,0,0,0,0,0,0,0,0,0,0,0,0,0,0,0,0,0,0,0,0,0,0,0,0,0,0,0,0,0,0,0,0,0,0,0,0,0,0,0]
[2018,105,0,0,0,0,0,0,0,0,0,0,0,0,0,0,0,0,0,0,0,0,0,0,0,0,0,0,0,0,0,0,0,0,0,0,0,0,0,0,0,0,0,0,0,0,0,0,0,0,0,0,0,0,0]
[2018,106,0,0,0,0,0,0,0,0,0,0,0,0,0,0,0,0,0,0,0,0,0,0,0,0,0,0,0,0,0,0,0,0,0,0,0,0,0,0,0,0,0,0,0,0,0,0,0,0,0,0,0,0,0]
[2018,107,0,0,0,0,0,0,0,0,0,0,0,0,0,0,0,0,0,0,0,0,0,0,0,0,0,0,0,0,0,0,0,0,0,0,0,0,0,0,0,0,0,0,0,0,0,0,0,0,0,0,0,0,0]
[2018,108,0,0,0,0,0,0,0,0,0,0,0,0,0,0,0,0,0,0,0,0,0,0,0,0,0,0,0,0,0,0,0,0,0,0,0,0,0,0,0,0,0,0,0,0,0,0,0,0,0,0,0,0,0]
[2018,109,0,0,0,0,0,0,0,0,0,0,0,0,0,0,0,0,0,0,0,0,0,0,0,0,0,0,0,0,0,0,0,0,0,0,0,0,0,0,0,0,0,0,0,0,0,0,0,0,0,0,0,0,0]
[2018,110,0,0,0,0,0,0,0,0,0,0,0,0,0,0,0,0,0,0,0,0,0,0,0,0,0,0,0,0,0,0,0,0,0,0,0,0,0,0,0,0,0,0,0,0,0,0,0,0,0,0,0,0,0]
[2018,111,0,0,0,0,0,0,0,0,0,0,0,0,0,0,0,0,0,0,0,0,0,0,0,0,0,0,0,0,0,0,0,0,0,0,0,0,0,0,0,0,0,0,0,0,0,0,0,0,0,0,0,0,0]
[2018,112,0,0,0,0,0,0,0,0,0,0,0,0,0,0,0,0,0,0,0,0,0,0,0,0,0,0,0,0,0,0,0,0,0,0,0,0,0,0,0,0,0,0,0,0,0,0,0,0,0,0,0,0,0]
[2018,113,0,0,0,0,0,0,0,0,0,0,0,0,0,0,0,0,0,0,0,0,0,0,0,0,0,0,0,0,0,0,0,0,0,0,0,0,0,0,0,0,0,0,0,0,0,0,0,0,0,0,0,0,0]
[2018,114,0,0,0,0,0,0,0,0,0,0,0,0,0,0,0,0,0,0,0,0,0,0,0,0,0,0,0,0,0,0,0,0,0,0,0,0,0,0,0,0,0,0,0,0,0,0,0,0,0,0,0,0,0]
[2018,115,0,0,0,0,0,0,0,0,0,0,0,0,0,0,0,0,0,0,0,0,0,0,0,0,0,0,0,0,0,0,0,0,0,0,0,0,0,0,0,0,0,0,0,0,0,0,0,0,0,0,0,0,0]
[2018,116,0,0,0,0,0,0,0,0,0,0,0,0,0,0,0,0,0,0,0,0,0,0,0,0,0,0,0,0,0,0,0,0,0,0,0,0,0,0,0,0,0,0,0,0,0,0,0,0,0,0,0,0,0]
[2018,117,0,0,0,0,0,0,0,0,0,0,0,0,0,0,0,0,0,0,0,0,0,0,0,0,0,0,0,0,0,0,0,0,0,0,0,0,0,0,0,0,0,0,0,0,0,0,0,0,0,0,0,0,0]
[2018,118,0,0,0,0,0,0,0,0,0,0,0,0,0,0,0,0,0,0,0,0,0,0,0,0,0,0,0,0,0,0,0,0,0,0,0,0,0,0,0,0,0,0,0,0,0,0,0,0,0,0,0,0,0]
[2018,119,0,0,0,0,0,0,0,0,0,0,0,0,0,0,0,0,0,0,0,0,0,0,0,0,0,0,0,0,0,0,0,0,0,0,0,0,0,0,0,0,0,0,0,0,0,0,0,0,0,0,0,0,0]
[2018,120,0,0,0,0,0,0,0,0,0,0,0,0,0,0,0,0,0,0,0,0,0,0,0,0,0,0,0,0,0,0,0,0,0,0,0,0,0,0,0,0,0,0,0,0,0,0,0,0,0,0,0,0,0]
[2018,121,0,0,0,0,0,0,0,0,0,0,0,0,0,0,0,0,0,0,0,0,0,0,0,0,0,0,0,0,0,0,0,0,0,0,0,0,0,0,0,0,0,0,0,0,0,0,0,0,0,0,0,0,0]
[2018,122,0,0,0,0,0,0,0,0,0,0,0,0,0,0,0,0,0,0,0,0,0,0,0,0,0,0,0,0,0,0,0,0,0,0,0,0,0,0,0,0,0,0,0,0,0,0,0,0,0,0,0,0,0]
[2018,123,0,0,0,0,0,0,0,0,0,0,0,0,0,0,0,0,0,0,0,0,0,0,0,0,0,0,0,0,0,0,0,0,0,0,0,0,0,0,0,0,0,0,0,0,0,0,0,0,0,0,0,0,0]
[2018,124,0,0,0,0,0,0,0,0,0,0,0,0,0,0,0,0,0,0,0,0,0,0,0,0,0,0,0,0,0,0,0,0,0,0,0,0,0,0,0,0,0,0,0,0,0,0,0,0,0,0,0,0,0]
[2018,125,0,0,0,0,0,0,0,0,0,0,0,0,0,0,0,0,0,0,0,0,0,0,0,0,0,0,0,0,0,0,0,0,0,0,0,0,0,0,0,0,0,0,0,0,0,0,0,0,0,0,0,0,0]
[2018,126,0,0,0,0,0,0,0,0,0,0,0,0,0,0,0,0,0,0,0,0,0,0,0,0,0,0,0,0,0,0,0,0,0,0,0,0,0,0,0,0,0,0,0,0,0,0,0,0,0,0,0,0,0]
[2018,127,0,0,0,0,0,0,0,0,0,0,0,0,0,0,0,0,0,0,0,0,0,0,0,0,0,0,0,0,0,0,0,0,0,0,0,0,0,0,0,0,0,0,0,0,0,0,0,0,0,0,0,0,0]
[2018,128,0,0,0,0,0,0,0,0,0,0,0,0,0,0,0,0,0,0,0,0,0,0,0,0,0,0,0,0,0,0,0,0,0,0,0,0,0,0,0,0,0,0,0,0,0,0,0,0,0,0,0,0,0]
[2018,129,0,0,0,0,0,0,0,0,0,0,0,0,0,0,0,0,0,0,0,0,0,0,0,0,0,0,0,0,0,0,0,0,0,0,0,0,0,0,0,0,0,0,0,0,0,0,0,0,0,0,0,0,0]
[2018,130,{"$f":"INDEX(D137:BC137,MATCH($C$7,$D$7:$BC$7,0))","v":0},0,0,0,0,0,0,0,0,0,0,0,0,0,0,0,0,0,0,0,0,0,0,0,0,0,0,0,0,0,0,0,0,0,0,0,0,0,0,0,0,0,0,0,0,0,0,0,0,0,0,0,0]
[2018,131,0,0,0,0,0,0,0,0,0,0,0,0,0,0,0,0,0,0,0,0,0,0,0,0,0,0,0,0,0,0,0,0,0,0,0,0,0,0,0,0,0,0,0,0,0,0,0,0,0,0,0,0,0]
[2018,132,0,0,0,0,0,0,0,0,0,0,0,0,0,0,0,0,0,0,0,0,0,0,0,0,0,0,0,0,0,0,0,0,0,0,0,0,0,0,0,0,0,0,0,0,0,0,0,0,0,0,0,0,0]
[2018,133,0,0,0,0,0,0,0,0,0,0,0,0,0,0,0,0,0,0,0,0,0,0,0,0,0,0,0,0,0,0,0,0,0,0,0,0,0,0,0,0,0,0,0,0,0,0,0,0,0,0,0,0,0]
[2018,134,0,0,0,0,0,0,0,0,0,0,0,0,0,0,0,0,0,0,0,0,0,0,0,0,0,0,0,0,0,0,0,0,0,0,0,0,0,0,0,0,0,0,0,0,0,0,0,0,0,0,0,0,0]
[2018,135,0,0,0,0,0,0,0,0,0,0,0,0,0,0,0,0,0,0,0,0,0,0,0,0,0,0,0,0,0,0,0,0,0,0,0,0,0,0,0,0,0,0,0,0,0,0,0,0,0,0,0,0,0]
[2018,136,0,0,0,0,0,0,0,0,0,0,0,0,0,0,0,0,0,0,0,0,0,0,0,0,0,0,0,0,0,0,0,0,0,0,0,0,0,0,0,0,0,0,0,0,0,0,0,0,0,0,0,0,0]
[2018,137,0,0,0,0,0,0,0,0,0,0,0,0,0,0,0,0,0,0,0,0,0,0,0,0,0,0,0,0,0,0,0,0,0,0,0,0,0,0,0,0,0,0,0,0,0,0,0,0,0,0,0,0,0]
[2018,138,0,0,0,0,0,0,0,0,0,0,0,0,0,0,0,0,0,0,0,0,0,0,0,0,0,0,0,0,0,0,0,0,0,0,0,0,0,0,0,0,0,0,0,0,0,0,0,0,0,0,0,0,0]
[2018,139,0,0,0,0,0,0,0,0,0,0,0,0,0,0,0,0,0,0,0,0,0,0,0,0,0,0,0,0,0,0,0,0,0,0,0,0,0,0,0,0,0,0,0,0,0,0,0,0,0,0,0,0,0]
[2018,140,0,0,0,0,0,0,0,0,0,0,0,0,0,0,0,0,0,0,0,0,0,0,0,0,0,0,0,0,0,0,0,0,0,0,0,0,0,0,0,0,0,0,0,0,0,0,0,0,0,0,0,0,0]
[2018,141,0,0,0,0,0,0,0,0,0,0,0,0,0,0,0,0,0,0,0,0,0,0,0,0,0,0,0,0,0,0,0,0,0,0,0,0,0,0,0,0,0,0,0,0,0,0,0,0,0,0,0,0,0]
[2018,142,0,0,0,0,0,0,0,0,0,0,0,0,0,0,0,0,0,0,0,0,0,0,0,0,0,0,0,0,0,0,0,0,0,0,0,0,0,0,0,0,0,0,0,0,0,0,0,0,0,0,0,0,0]
[2018,143,0,0,0,0,0,0,0,0,0,0,0,0,0,0,0,0,0,0,0,0,0,0,0,0,0,0,0,0,0,0,0,0,0,0,0,0,0,0,0,0,0,0,0,0,0,0,0,0,0,0,0,0,0]
[2018,144,0,0,0,0,0,0,0,0,0,0,0,0,0,0,0,0,0,0,0,0,0,0,0,0,0,0,0,0,0,0,0,0,0,0,0,0,0,0,0,0,0,0,0,0,0,0,0,0,0,0,0,0,0]
[2018,145,0,0,0,0,0,0,0,0,0,0,0,0,0,0,0,0,0,0,0,0,0,0,0,0,0,0,0,0,0,0,0,0,0,0,0,0,0,0,0,0,0,0,0,0,0,0,0,0,0,0,0,0,0]
[2018,146,0,0,0,0,0,0,0,0,0,0,0,0,0,0,0,0,0,0,0,0,0,0,0,0,0,0,0,0,0,0,0,0,0,0,0,0,0,0,0,0,0,0,0,0,0,0,0,0,0,0,0,0,0]
[2018,147,0,0,0,0,0,0,0,0,0,0,0,0,0,0,0,0,0,0,0,0,0,0,0,0,0,0,0,0,0,0,0,0,0,0,0,0,0,0,0,0,0,0,0,0,0,0,0,0,0,0,0,0,0]
[2018,148,0,0,0,0,0,0,0,0,0,0,0,0,0,0,0,0,0,0,0,0,0,0,0,0,0,0,0,0,0,0,0,0,0,0,0,0,0,0,0,0,0,0,0,0,0,0,0,0,0,0,0,0,0]
[2018,149,0,0,0,0,0,0,0,0,0,0,0,0,0,0,0,0,0,0,0,0,0,0,0,0,0,0,0,0,0,0,0,0,0,0,0,0,0,0,0,0,0,0,0,0,0,0,0,0,0,0,0,0,0]
[2018,150,0,0,0,0,0,0,0,0,0,0,0,0,0,0,0,0,0,0,0,0,0,0,0,0,0,0,0,0,0,0,0,0,0,0,0,0,0,0,0,0,0,0,0,0,0,0,0,0,0,0,0,0,0]
[2019,1,8760,8760,8760,8760,8759,8760,8760,8760,8760,8760,8760,8334,8760,8760,8760,8760,8760,8760,8760,8760,8756,8760,8760,8760,8760,8739,8760,8760,8760,8760,8753,8760,8760,8760,8760,8725,8760,0,8760,8760,8749,8760,0,0,8738,8760,8753,8760,8760,8760,0,0,8760]
[2019,2,8760,8760,8760,8760,8759,8760,8760,8760,8760,8760,8760,8332,8760,8760,8760,8760,8760,8760,8760,8760,8756,8760,8760,8760,8760,8725,8760,8760,8760,8760,8753,8760,8760,8760,8760,8725,8760,0,8760,8760,8749,8760,0,0,6917,8760,8748,8760,8760,8760,0,0,8760]
[2019,3,8760,8760,8760,8760,8759,8760,8760,8760,8760,8760,8760,8331,8760,8760,8760,8760,8760,8760,8760,8760,8756,8760,8760,8760,8760,8711,8759,8760,8760,8760,8753,8760,8760,8760,8760,8724,8760,0,8760,8760,8749,8760,0,0,2310,8760,8719,8760,8760,8760,0,0,8760]
[2019,4,8760,8760,8760,8760,8759,8760,8760,8760,8760,8760,8760,8329,8760,8760,8760,8760,8760,8760,8760,8760,8756,8760,8760,8760,8760,8697,8759,8760,8760,8760,8753,8760,8760,8760,8760,8721,8760,0,8760,8728,8749,8760,0,0,715,8760,8676,8760,8760,8760,0,0,8760]
[2019,5,8760,8760,8711,8760,8759,8523,8760,8760,8756,8760,8760,8113,8760,8760,8760,8760,8760,8760,8760,8760,8756,8760,8760,8760,8760,8683,8759,8760,8760,8760,8753,8760,8760,8760,8760,8721,8760,0,8760,8124,8748,8760,0,0,193,8760,8597,8760,8760,8760,0,0,8760]
[2019,6,8760,8760,7598,8365,8753,7328,8760,8760,8704,8760,8760,7716,8760,8760,8760,8760,8713,8760,8748,8760,8756,8760,8760,8759,8760,8669,8759,8760,8760,8760,8753,8760,8760,8760,8760,8720,8760,0,8760,5915,8748,8760,0,0,64,8760,8446,8760,8760,8760,0,0,8760]
[2019,7,8760,8760,6666,7340,7935,6024,8756,8760,8380,8760,8760,7206,8760,8760,8760,8760,7826,8754,8115,8760,8756,8760,8760,8759,8760,8655,8759,8760,8760,8760,8753,8760,8760,8760,8760,8720,8760,0,8760,4470,8748,8760,0,0,31,8760,8228,8754,8760,8760,0,0,8760]
[2019,8,8760,8760,6008,6592,7048,4872,8665,8760,7877,8760,8760,6814,8760,8760,8760,8760,6958,8146,7410,8760,8756,8760,8760,8759,8760,8628,8759,8760,8751,8760,8753,8723,8760,8760,8760,8720,8760,0,8760,3536,8643,8760,0,0,1,8754,7966,8416,8760,8760,0,0,8760]
[2019,9,8760,8757,5038,5891,5971,3315,8402,8760,7233,8760,8760,6406,8760,8760,8760,8760,6338,7321,6797,8760,8756,8760,8760,8742,8755,8432,8759,8760,8570,8760,8753,8567,8760,8673,8760,8720,8760,0,8616,2521,8301,8760,0,0,0,8510,7594,7445,8760,8760,0,0,8760]
[2019,10,8760,8746,3444,4494,4423,2003,7805,8760,6262,8760,8760,5726,8760,8760,8760,8760,5703,6605,5505,8760,8756,8760,8760,8694,8540,8047,8759,8736,8128,8760,8753,8119,8760,8082,8760,8719,8760,0,8195,1231,7701,8740,0,0,0,7962,7125,6221,8760,8760,0,0,8758]
[2019,11,8757,8737,2286,3114,3091,1261,6966,8740,5418,8760,8760,4895,8760,8760,8760,8760,4910,6131,4051,8760,8756,8760,8760,8626,7880,7540,8759,8627,7507,8757,8753,7437,8760,7512,8760,8719,8760,0,7621,451,6910,8559,0,0,0,7250,6600,4913,8759,8760,0,0,8426]
[2019,12,8740,8729,1573,2209,2098,704,6069,8454,4913,8760,8760,4143,8760,8755,8760,8760,3954,5699,3025,8760,8754,8760,8760,8513,7251,6974,8759,7933,6866,8740,8753,6792,8760,6952,8760,8719,8758,0,7001,136,6062,8282,0,0,0,6607,6024,3737,8752,8760,0,0,7844]
[2019,13,8687,8714,1071,1527,1385,397,5287,7961,4440,8760,8760,3426,8760,8730,8760,8760,2670,5164,2283,8760,8619,8760,8760,8428,6640,6431,8759,7285,6239,8687,8753,6231,8760,6513,8760,8716,8743,0,6407,78,5214,7973,0,0,0,5966,5389,2797,8727,8760,0,0,7334]
[2019,14,8616,8685,734,1074,988,230,4675,7457,3746,8760,8760,2713,8760,8688,8760,8760,1846,4348,1669,8760,8215,8760,8760,8256,6148,5845,8759,6605,5580,8616,8753,5722,8760,6122,8756,8690,8636,0,5958,49,4207,7539,0,0,0,5394,4873,2033,8675,8760,0,0,6990]
[2019,15,8454,8657,514,763,688,142,3993,6954,3198,8760,8760,2058,8759,8643,8752,8760,1282,3172,1234,8760,7651,8760,8741,7923,5646,5290,8736,5842,4966,8454,8753,5159,8739,5747,8739,8621,8231,0,5559,33,3327,6931,0,0,0,4765,4332,1490,8502,8757,0,0,6598]
[2019,16,8228,8639,349,523,462,108,3149,6554,2800,8760,8760,1542,8759,8608,8719,8760,880,2055,941,8759,7040,8725,8681,7529,5094,4807,8609,5014,4395,8228,8753,4703,8357,5282,8719,8504,7775,0,5175,13,2648,6196,0,0,0,3879,3933,1066,8168,8737,0,0,6228]
[2019,17,8033,8617,229,375,306,90,2385,6196,2442,8760,8760,1150,8755,8580,8701,8758,586,1330,721,8678,6548,8552,8497,7147,4545,4339,8443,4326,3867,8033,8753,4189,7823,4703,8712,8308,7323,0,4741,0,2048,5526,0,0,0,2920,3551,766,7791,8695,0,0,5942]
[2019,18,7693,8600,156,249,209,78,1755,5811,1847,8760,8757,866,8718,8561,8670,8579,396,908,565,8553,6159,8187,8042,6854,4109,4021,8209,3609,3138,7693,8753,3621,7329,3906,8707,8022,6831,0,4159,0,1592,4893,0,0,0,2180,3184,544,7400,8645,0,0,5660]
[2019,19,7271,8560,115,174,156,61,1303,5334,1085,8760,8697,657,8621,8514,8640,8121,262,624,443,8356,5870,7790,7400,6546,3452,3743,7808,3008,2374,7271,8743,2963,6898,3089,8632,7675,6435,0,3490,0,1227,4363,0,0,0,1636,2785,388,6928,8550,0,0,5274]
[2019,20,6852,8484,85,124,130,48,940,4723,528,8760,8398,514,8465,8360,8579,7602,193,404,335,7989,5542,7383,6515,6211,2655,3474,7354,2434,1746,6852,8674,2223,6509,2417,8206,7257,6129,0,2814,0,943,3935,0,0,0,1206,2302,277,6339,8412,0,0,4695]
[2019,21,6483,8355,78,93,116,40,623,3934,261,8760,8098,401,8260,8156,8466,7092,160,273,236,7638,5104,6981,5754,5785,1849,3158,6896,1952,1313,6483,8566,1627,6214,1924,7311,6740,5799,0,2212,0,726,3580,0,0,0,876,1742,194,5766,8228,0,0,3757]
[2019,22,6105,8022,69,87,99,23,376,3117,139,8760,7718,300,8026,7911,8236,6589,135,179,156,7246,4711,6600,4957,5289,1333,2830,6383,1555,952,6105,8347,1201,5954,1523,6132,6166,5408,0,1657,0,553,3166,0,0,0,642,1231,136,5233,7971,0,0,2834]
[2019,23,5645,7487,56,75,86,10,188,2465,78,8759,7360,230,7718,7662,7908,6179,112,125,94,6878,4314,6318,4046,4807,958,2537,5963,1226,676,5645,8080,858,5640,1185,5144,5633,4954,0,1247,0,409,2749,0,0,0,461,846,96,4733,7502,0,0,2068]
[2019,24,5223,6806,45,66,71,1,110,1985,53,8758,7074,169,7329,7421,7616,5688,100,104,51,6470,3912,6056,3260,4425,692,2184,5533,1005,480,5223,7797,641,5273,880,4513,5180,4515,0,896,0,316,2330,0,0,0,311,559,72,4358,6873,0,0,1571]
[2019,25,4845,6092,34,56,58,0,75,1613,43,8751,6774,121,6906,7138,7308,5170,92,94,18,6028,3578,5769,2588,4103,522,1761,5110,821,350,4845,7361,469,4787,695,4047,4748,4170,0,637,0,217,1958,0,0,0,214,403,53,4041,6182,0,0,1209]
[2019,26,4579,5495,26,47,52,0,53,1266,27,8739,6508,88,6412,6855,7054,4602,80,84,5,5581,3171,5447,2007,3854,390,1324,4692,666,251,4579,6730,350,4183,528,3742,4415,3805,0,432,0,138,1615,0,0,0,137,324,37,3754,5428,0,0,975]
[2019,27,4339,4831,17,39,41,0,46,1026,5,8709,6263,66,5887,6586,6833,3932,69,72,0,5139,2651,5054,1555,3631,296,933,4166,540,188,4339,6246,260,3547,414,3475,4129,3378,0,314,0,96,1303,0,0,0,94,249,33,3508,4796,0,0,779]
[2019,28,4196,4087,12,29,32,0,34,849,0,8650,5972,53,5384,6346,6613,3261,60,61,0,4652,2092,4683,1204,3401,222,681,3635,432,137,4196,5753,190,2905,313,3246,3825,2844,0,223,0,68,1049,0,0,0,64,195,30,3272,4313,0,0,622]
[2019,29,4057,3296,7,20,21,0,25,689,0,8571,5671,44,4903,6161,6410,2577,52,46,0,4014,1581,4393,933,3188,176,476,3121,331,103,4057,5321,157,2402,243,3038,3535,2371,0,159,0,54,845,0,0,0,42,162,30,3049,3926,0,0,502]
[2019,30,3897,2459,1,6,10,0,12,572,0,8464,5413,35,4564,5949,6256,1940,40,36,0,3410,1178,4080,727,2976,147,329,2675,257,82,3897,4984,129,2036,183,2871,3220,1900,0,125,0,46,673,0,0,0,25,127,21,2801,3649,0,0,395]
[2019,31,3752,1600,0,3,3,0,5,451,0,8326,5157,27,4199,5757,6142,1511,30,24,0,2902,880,3767,578,2778,118,213,2286,173,63,3752,4627,118,1708,154,2711,2882,1581,0,104,0,37,518,0,0,0,15,102,20,2558,3377,0,0,319]
[2019,32,3614,1036,0,0,0,0,4,365,0,8045,4823,25,3931,5572,6044,1189,21,19,0,2457,650,3465,444,2624,107,121,1940,127,53,3614,4375,108,1406,130,2590,2537,1288,0,86,0,26,391,0,0,0,7,83,17,2307,3150,0,0,254]
[2019,33,3439,657,0,0,0,0,3,282,0,7815,4423,20,3625,5400,5962,905,16,8,0,2090,458,3140,356,2459,96,63,1673,96,45,3439,4186,98,1161,113,2440,2137,1036,0,71,0,22,300,0,0,0,6,58,15,1995,2897,0,0,206]
[2019,34,3266,422,0,0,0,0,2,229,0,7565,4009,17,3361,5215,5870,677,7,4,0,1760,343,2714,263,2329,90,26,1432,69,38,3266,4032,92,929,102,2275,1728,811,0,63,0,17,228,0,0,0,4,47,13,1617,2651,0,0,175]
[2019,35,3128,273,0,0,0,0,1,186,0,7288,3542,15,3160,4998,5776,526,0,1,0,1495,251,2260,201,2188,83,5,1234,61,36,3128,3856,77,752,99,2081,1306,628,0,53,0,10,172,0,0,0,1,32,11,1222,2437,0,0,158]
[2019,36,2951,190,0,0,0,0,0,156,0,6947,3050,12,2973,4736,5627,406,0,0,0,1275,192,1825,143,2039,74,0,1034,54,30,2951,3719,72,625,83,1808,969,497,0,41,0,5,130,0,0,0,0,24,8,871,2218,0,0,144]
[2019,37,2750,135,0,0,0,0,0,122,0,6649,2602,10,2793,4475,5450,309,0,0,0,1066,151,1447,100,1866,56,0,865,48,26,2750,3563,66,511,77,1504,723,377,0,34,0,5,90,0,0,0,0,12,8,598,1992,0,0,134]
[2019,38,2581,107,0,0,0,0,0,106,0,6300,2205,9,2610,4247,5199,243,0,0,0,903,127,1138,76,1622,51,0,738,41,16,2581,3386,57,417,71,1119,538,289,0,29,0,4,64,0,0,0,0,8,6,435,1748,0,0,118]
[2019,39,2378,89,0,0,0,0,0,93,0,5947,1888,8,2399,4009,4955,201,0,0,0,747,116,904,55,1340,40,0,625,31,10,2378,3237,50,338,64,761,395,237,0,23,0,3,52,0,0,0,0,6,6,314,1449,0,0,107]
[2019,40,2206,76,0,0,0,0,0,83,0,5613,1639,8,2189,3811,4740,155,0,0,0,632,104,725,43,1033,34,0,508,22,6,2206,3061,43,257,60,534,307,194,0,17,0,0,43,0,0,0,0,1,6,231,1142,0,0,99]
[2019,41,2047,65,0,0,0,0,0,79,0,5274,1414,5,1964,3582,4531,132,0,0,0,538,91,562,37,754,30,0,413,16,3,2047,2873,36,199,55,405,222,164,0,11,0,0,28,0,0,0,0,0,5,180,851,0,0,93]
[2019,42,1859,48,0,0,0,0,0,70,0,4904,1196,5,1746,3373,4362,117,0,0,0,458,79,443,30,509,23,0,325,12,1,1859,2627,34,158,47,318,181,139,0,10,0,0,21,0,0,0,0,0,5,144,569,0,0,87]
[2019,43,1655,40,0,0,0,0,0,65,0,4552,1024,4,1542,3182,4235,102,0,0,0,378,71,343,25,335,13,0,263,11,0,1655,2273,27,127,40,261,144,133,0,9,0,0,12,0,0,0,0,0,4,115,386,0,0,79]
[2019,44,{"$f":"INDEX(D201:BC201,MATCH($C$7,$D$7:$BC$7,0))","v":1401},33,0,0,0,0,0,60,0,4201,861,4,1349,2995,4111,97,0,0,0,314,61,260,21,223,8,0,205,8,0,1401,1851,22,108,34,212,127,118,0,6,0,0,5,0,0,0,0,0,3,102,257,0,0,74]
[2019,45,1141,26,0,0,0,0,0,53,0,3854,742,3,1160,2822,4001,88,0,0,0,262,52,208,18,159,3,0,158,6,0,1141,1450,17,90,27,175,113,103,0,1,0,0,3,0,0,0,0,0,3,95,168,0,0,68]
[2019,46,845,18,0,0,0,0,0,46,0,3542,641,2,967,2665,3915,82,0,0,0,220,47,163,14,111,0,0,120,5,0,845,1103,11,79,18,150,100,93,0,0,0,0,2,0,0,0,0,0,2,74,126,0,0,30]
[2019,47,636,6,0,0,0,0,0,43,0,3182,558,1,776,2508,3842,76,0,0,0,181,39,138,11,78,0,0,88,3,0,636,843,7,74,12,123,89,85,0,0,0,0,0,0,0,0,0,0,2,60,101,0,0,24]
[2019,48,456,0,0,0,0,0,0,36,0,2827,473,0,623,2354,3756,69,0,0,0,151,35,128,7,61,0,0,62,0,0,456,655,4,70,7,99,80,84,0,0,0,0,0,0,0,0,0,0,0,43,82,0,0,23]
[2019,49,332,0,0,0,0,0,0,27,0,2521,407,0,491,2204,3657,58,0,0,0,129,29,112,4,43,0,0,45,0,0,332,528,1,61,5,84,74,78,0,0,0,0,0,0,0,0,0,0,0,39,63,0,0,14]
[2019,50,244,0,0,0,0,0,0,19,0,2236,341,0,394,2079,3527,49,0,0,0,110,26,100,1,25,0,0,36,0,0,244,420,1,55,1,70,61,69,0,0,0,0,0,0,0,0,0,0,0,32,46,0,0,12]
[2019,51,183,0,0,0,0,0,0,10,0,1958,304,0,327,1932,3349,43,0,0,0,94,20,95,0,12,0,0,35,0,0,183,327,0,52,0,61,55,64,0,0,0,0,0,0,0,0,0,0,0,19,29,0,0,10]
[2019,52,132,0,0,0,0,0,0,6,0,1695,273,0,255,1784,3185,41,0,0,0,80,18,86,0,6,0,0,30,0,0,132,284,0,48,0,52,50,58,0,0,0,0,0,0,0,0,0,0,0,14,13,0,0,8]
[2019,53,105,0,0,0,0,0,0,3,0,1465,239,0,207,1652,3040,33,0,0,0,74,12,80,0,0,0,0,26,0,0,105,246,0,42,0,47,46,51,0,0,0,0,0,0,0,0,0,0,0,6,9,0,0,3]
[2019,54,69,0,0,0,0,0,0,0,0,1271,207,0,176,1479,2919,28,0,0,0,71,10,76,0,0,0,0,20,0,0,69,209,0,40,0,46,44,43,0,0,0,0,0,0,0,0,0,0,0,3,6,0,0,1]
[2019,55,50,0,0,0,0,0,0,0,0,1092,188,0,149,1300,2822,25,0,0,0,68,9,65,0,0,0,0,16,0,0,50,186,0,36,0,40,39,41,0,0,0,0,0,0,0,0,0,0,0,2,4,0,0,1]
[2019,56,35,0,0,0,0,0,0,0,0,956,171,0,127,1115,2753,22,0,0,0,60,5,59,0,0,0,0,10,0,0,35,160,0,31,0,34,36,37,0,0,0,0,0,0,0,0,0,0,0,2,3,0,0,0]
[2019,57,29,0,0,0,0,0,0,0,0,821,157,0,111,922,2681,18,0,0,0,57,2,56,0,0,0,0,3,0,0,29,148,0,28,0,29,33,32,0,0,0,0,0,0,0,0,0,0,0,1,2,0,0,0]
[2019,58,23,0,0,0,0,0,0,0,0,688,150,0,95,767,2609,14,0,0,0,51,0,48,0,0,0,0,2,0,0,23,135,0,25,0,18,29,31,0,0,0,0,0,0,0,0,0,0,0,0,0,0,0,0]
[2019,59,14,0,0,0,0,0,0,0,0,585,136,0,86,597,2541,7,0,0,0,44,0,42,0,0,0,0,0,0,0,14,123,0,23,0,10,24,25,0,0,0,0,0,0,0,0,0,0,0,0,0,0,0,0]
[2019,60,10,0,0,0,0,0,0,0,0,497,128,0,76,474,2480,4,0,0,0,43,0,39,0,0,0,0,0,0,0,10,110,0,20,0,5,19,22,0,0,0,0,0,0,0,0,0,0,0,0,0,0,0,0]
[2019,61,7,0,0,0,0,0,0,0,0,432,123,0,68,347,2417,3,0,0,0,40,0,35,0,0,0,0,0,0,0,7,98,0,17,0,0,15,19,0,0,0,0,0,0,0,0,0,0,0,0,0,0,0,0]
[2019,62,3,0,0,0,0,0,0,0,0,371,116,0,60,245,2350,2,0,0,0,35,0,33,0,0,0,0,0,0,0,3,91,0,12,0,0,8,16,0,0,0,0,0,0,0,0,0,0,0,0,0,0,0,0]
[2019,63,1,0,0,0,0,0,0,0,0,329,110,0,54,174,2287,2,0,0,0,32,0,27,0,0,0,0,0,0,0,1,86,0,8,0,0,3,10,0,0,0,0,0,0,0,0,0,0,0,0,0,0,0,0]
[2019,64,1,0,0,0,0,0,0,0,0,284,103,0,47,116,2213,0,0,0,0,29,0,22,0,0,0,0,0,0,0,1,81,0,8,0,0,0,8,0,0,0,0,0,0,0,0,0,0,0,0,0,0,0,0]
[2019,65,0,0,0,0,0,0,0,0,0,236,99,0,42,72,2133,0,0,0,0,25,0,21,0,0,0,0,0,0,0,0,74,0,6,0,0,0,5,0,0,0,0,0,0,0,0,0,0,0,0,0,0,0,0]
[2019,66,0,0,0,0,0,0,0,0,0,196,91,0,40,37,2062,0,0,0,0,22,0,18,0,0,0,0,0,0,0,0,70,0,3,0,0,0,3,0,0,0,0,0,0,0,0,0,0,0,0,0,0,0,0]
[2019,67,0,0,0,0,0,0,0,0,0,174,87,0,38,24,1958,0,0,0,0,17,0,14,0,0,0,0,0,0,0,0,64,0,0,0,0,0,0,0,0,0,0,0,0,0,0,0,0,0,0,0,0,0,0]
[2019,68,0,0,0,0,0,0,0,0,0,154,81,0,35,8,1868,0,0,0,0,17,0,12,0,0,0,0,0,0,0,0,60,0,0,0,0,0,0,0,0,0,0,0,0,0,0,0,0,0,0,0,0,0,0]
[2019,69,0,0,0,0,0,0,0,0,0,117,78,0,32,4,1766,0,0,0,0,15,0,5,0,0,0,0,0,0,0,0,56,0,0,0,0,0,0,0,0,0,0,0,0,0,0,0,0,0,0,0,0,0,0]
[2019,70,0,0,0,0,0,0,0,0,0,95,75,0,30,1,1678,0,0,0,0,9,0,1,0,0,0,0,0,0,0,0,50,0,0,0,0,0,0,0,0,0,0,0,0,0,0,0,0,0,0,0,0,0,0]
[2019,71,0,0,0,0,0,0,0,0,0,82,72,0,25,0,1528,0,0,0,0,7,0,1,0,0,0,0,0,0,0,0,47,0,0,0,0,0,0,0,0,0,0,0,0,0,0,0,0,0,0,0,0,0,0]
[2019,72,0,0,0,0,0,0,0,0,0,74,66,0,20,0,1364,0,0,0,0,5,0,0,0,0,0,0,0,0,0,0,43,0,0,0,0,0,0,0,0,0,0,0,0,0,0,0,0,0,0,0,0,0,0]
[2019,73,0,0,0,0,0,0,0,0,0,63,64,0,16,0,1148,0,0,0,0,3,0,0,0,0,0,0,0,0,0,0,41,0,0,0,0,0,0,0,0,0,0,0,0,0,0,0,0,0,0,0,0,0,0]
[2019,74,0,0,0,0,0,0,0,0,0,54,60,0,13,0,981,0,0,0,0,3,0,0,0,0,0,0,0,0,0,0,37,0,0,0,0,0,0,0,0,0,0,0,0,0,0,0,0,0,0,0,0,0,0]
[2019,75,0,0,0,0,0,0,0,0,0,47,57,0,8,0,779,0,0,0,0,0,0,0,0,0,0,0,0,0,0,0,36,0,0,0,0,0,0,0,0,0,0,0,0,0,0,0,0,0,0,0,0,0,0]
[2019,76,0,0,0,0,0,0,0,0,0,39,53,0,5,0,582,0,0,0,0,0,0,0,0,0,0,0,0,0,0,0,31,0,0,0,0,0,0,0,0,0,0,0,0,0,0,0,0,0,0,0,0,0,0]
[2019,77,0,0,0,0,0,0,0,0,0,36,48,0,5,0,419,0,0,0,0,0,0,0,0,0,0,0,0,0,0,0,27,0,0,0,0,0,0,0,0,0,0,0,0,0,0,0,0,0,0,0,0,0,0]
[2019,78,0,0,0,0,0,0,0,0,0,30,43,0,5,0,302,0,0,0,0,0,0,0,0,0,0,0,0,0,0,0,25,0,0,0,0,0,0,0,0,0,0,0,0,0,0,0,0,0,0,0,0,0,0]
[2019,79,0,0,0,0,0,0,0,0,0,24,36,0,5,0,208,0,0,0,0,0,0,0,0,0,0,0,0,0,0,0,20,0,0,0,0,0,0,0,0,0,0,0,0,0,0,0,0,0,0,0,0,0,0]
[2019,80,0,0,0,0,0,0,0,0,0,19,33,0,5,0,132,0,0,0,0,0,0,0,0,0,0,0,0,0,0,0,17,0,0,0,0,0,0,0,0,0,0,0,0,0,0,0,0,0,0,0,0,0,0]
[2019,81,0,0,0,0,0,0,0,0,0,18,31,0,4,0,65,0,0,0,0,0,0,0,0,0,0,0,0,0,0,0,15,0,0,0,0,0,0,0,0,0,0,0,0,0,0,0,0,0,0,0,0,0,0]
[2019,82,0,0,0,0,0,0,0,0,0,14,29,0,3,0,33,0,0,0,0,0,0,0,0,0,0,0,0,0,0,0,10,0,0,0,0,0,0,0,0,0,0,0,0,0,0,0,0,0,0,0,0,0,0]
[2019,83,0,0,0,0,0,0,0,0,0,9,27,0,2,0,20,0,0,0,0,0,0,0,0,0,0,0,0,0,0,0,5,0,0,0,0,0,0,0,0,0,0,0,0,0,0,0,0,0,0,0,0,0,0]
[2019,84,0,0,0,0,0,0,0,0,0,8,25,0,1,0,10,0,0,0,0,0,0,0,0,0,0,0,0,0,0,0,2,0,0,0,0,0,0,0,0,0,0,0,0,0,0,0,0,0,0,0,0,0,0]
[2019,85,0,0,0,0,0,0,0,0,0,7,21,0,1,0,4,0,0,0,0,0,0,0,0,0,0,0,0,0,0,0,0,0,0,0,0,0,0,0,0,0,0,0,0,0,0,0,0,0,0,0,0,0,0]
[2019,86,0,0,0,0,0,0,0,0,0,3,19,0,0,0,2,0,0,0,0,0,0,0,0,0,0,0,0,0,0,0,0,0,0,0,0,0,0,0,0,0,0,0,0,0,0,0,0,0,0,0,0,0,0]
[2019,87,0,0,0,0,0,0,0,0,0,2,14,0,0,0,0,0,0,0,0,0,0,0,0,0,0,0,0,0,0,0,0,0,0,0,0,0,0,0,0,0,0,0,0,0,0,0,0,0,0,0,0,0,0]
[2019,88,0,0,0,0,0,0,0,0,0,1,9,0,0,0,0,0,0,0,0,0,0,0,0,0,0,0,0,0,0,0,0,0,0,0,0,0,0,0,0,0,0,0,0,0,0,0,0,0,0,0,0,0,0]
[2019,89,0,0,0,0,0,0,0,0,0,0,7,0,0,0,0,0,0,0,0,0,0,0,0,0,0,0,0,0,0,0,0,0,0,0,0,0,0,0,0,0,0,0,0,0,0,0,0,0,0,0,0,0,0]
[2019,90,0,0,0,0,0,0,0,0,0,0,4,0,0,0,0,0,0,0,0,0,0,0,0,0,0,0,0,0,0,0,0,0,0,0,0,0,0,0,0,0,0,0,0,0,0,0,0,0,0,0,0,0,0]
[2019,91,0,0,0,0,0,0,0,0,0,0,4,0,0,0,0,0,0,0,0,0,0,0,0,0,0,0,0,0,0,0,0,0,0,0,0,0,0,0,0,0,0,0,0,0,0,0,0,0,0,0,0,0,0]
[2019,92,0,0,0,0,0,0,0,0,0,0,2,0,0,0,0,0,0,0,0,0,0,0,0,0,0,0,0,0,0,0,0,0,0,0,0,0,0,0,0,0,0,0,0,0,0,0,0,0,0,0,0,0,0]
[2019,93,0,0,0,0,0,0,0,0,0,0,1,0,0,0,0,0,0,0,0,0,0,0,0,0,0,0,0,0,0,0,0,0,0,0,0,0,0,0,0,0,0,0,0,0,0,0,0,0,0,0,0,0,0]
[2019,94,0,0,0,0,0,0,0,0,0,0,0,0,0,0,0,0,0,0,0,0,0,0,0,0,0,0,0,0,0,0,0,0,0,0,0,0,0,0,0,0,0,0,0,0,0,0,0,0,0,0,0,0,0]
[2019,95,0,0,0,0,0,0,0,0,0,0,0,0,0,0,0,0,0,0,0,0,0,0,0,0,0,0,0,0,0,0,0,0,0,0,0,0,0,0,0,0,0,0,0,0,0,0,0,0,0,0,0,0,0]
[2019,96,0,0,0,0,0,0,0,0,0,0,0,0,0,0,0,0,0,0,0,0,0,0,0,0,0,0,0,0,0,0,0,0,0,0,0,0,0,0,0,0,0,0,0,0,0,0,0,0,0,0,0,0,0]
[2019,97,0,0,0,0,0,0,0,0,0,0,0,0,0,0,0,0,0,0,0,0,0,0,0,0,0,0,0,0,0,0,0,0,0,0,0,0,0,0,0,0,0,0,0,0,0,0,0,0,0,0,0,0,0]
[2019,98,0,0,0,0,0,0,0,0,0,0,0,0,0,0,0,0,0,0,0,0,0,0,0,0,0,0,0,0,0,0,0,0,0,0,0,0,0,0,0,0,0,0,0,0,0,0,0,0,0,0,0,0,0]
[2019,99,0,0,0,0,0,0,0,0,0,0,0,0,0,0,0,0,0,0,0,0,0,0,0,0,0,0,0,0,0,0,0,0,0,0,0,0,0,0,0,0,0,0,0,0,0,0,0,0,0,0,0,0,0]
[2019,100,0,0,0,0,0,0,0,0,0,0,0,0,0,0,0,0,0,0,0,0,0,0,0,0,0,0,0,0,0,0,0,0,0,0,0,0,0,0,0,0,0,0,0,0,0,0,0,0,0,0,0,0,0]
[2019,101,0,0,0,0,0,0,0,0,0,0,0,0,0,0,0,0,0,0,0,0,0,0,0,0,0,0,0,0,0,0,0,0,0,0,0,0,0,0,0,0,0,0,0,0,0,0,0,0,0,0,0,0,0]
[2019,102,0,0,0,0,0,0,0,0,0,0,0,0,0,0,0,0,0,0,0,0,0,0,0,0,0,0,0,0,0,0,0,0,0,0,0,0,0,0,0,0,0,0,0,0,0,0,0,0,0,0,0,0,0]
[2019,103,0,0,0,0,0,0,0,0,0,0,0,0,0,0,0,0,0,0,0,0,0,0,0,0,0,0,0,0,0,0,0,0,0,0,0,0,0,0,0,0,0,0,0,0,0,0,0,0,0,0,0,0,0]
[2019,104,0,0,0,0,0,0,0,0,0,0,0,0,0,0,0,0,0,0,0,0,0,0,0,0,0,0,0,0,0,0,0,0,0,0,0,0,0,0,0,0,0,0,0,0,0,0,0,0,0,0,0,0,0]
[2019,105,0,0,0,0,0,0,0,0,0,0,0,0,0,0,0,0,0,0,0,0,0,0,0,0,0,0,0,0,0,0,0,0,0,0,0,0,0,0,0,0,0,0,0,0,0,0,0,0,0,0,0,0,0]
[2019,106,0,0,0,0,0,0,0,0,0,0,0,0,0,0,0,0,0,0,0,0,0,0,0,0,0,0,0,0,0,0,0,0,0,0,0,0,0,0,0,0,0,0,0,0,0,0,0,0,0,0,0,0,0]
[2019,107,0,0,0,0,0,0,0,0,0,0,0,0,0,0,0,0,0,0,0,0,0,0,0,0,0,0,0,0,0,0,0,0,0,0,0,0,0,0,0,0,0,0,0,0,0,0,0,0,0,0,0,0,0]
[2019,108,{"$f":"INDEX(D265:BC265,MATCH($C$7,$D$7:$BC$7,0))","v":0},0,0,0,0,0,0,0,0,0,0,0,0,0,0,0,0,0,0,0,0,0,0,0,0,0,0,0,0,0,0,0,0,0,0,0,0,0,0,0,0,0,0,0,0,0,0,0,0,0,0,0,0]
[2019,109,0,0,0,0,0,0,0,0,0,0,0,0,0,0,0,0,0,0,0,0,0,0,0,0,0,0,0,0,0,0,0,0,0,0,0,0,0,0,0,0,0,0,0,0,0,0,0,0,0,0,0,0,0]
[2019,110,0,0,0,0,0,0,0,0,0,0,0,0,0,0,0,0,0,0,0,0,0,0,0,0,0,0,0,0,0,0,0,0,0,0,0,0,0,0,0,0,0,0,0,0,0,0,0,0,0,0,0,0,0]
[2019,111,0,0,0,0,0,0,0,0,0,0,0,0,0,0,0,0,0,0,0,0,0,0,0,0,0,0,0,0,0,0,0,0,0,0,0,0,0,0,0,0,0,0,0,0,0,0,0,0,0,0,0,0,0]
[2019,112,0,0,0,0,0,0,0,0,0,0,0,0,0,0,0,0,0,0,0,0,0,0,0,0,0,0,0,0,0,0,0,0,0,0,0,0,0,0,0,0,0,0,0,0,0,0,0,0,0,0,0,0,0]
[2019,113,0,0,0,0,0,0,0,0,0,0,0,0,0,0,0,0,0,0,0,0,0,0,0,0,0,0,0,0,0,0,0,0,0,0,0,0,0,0,0,0,0,0,0,0,0,0,0,0,0,0,0,0,0]
[2019,114,0,0,0,0,0,0,0,0,0,0,0,0,0,0,0,0,0,0,0,0,0,0,0,0,0,0,0,0,0,0,0,0,0,0,0,0,0,0,0,0,0,0,0,0,0,0,0,0,0,0,0,0,0]
[2019,115,0,0,0,0,0,0,0,0,0,0,0,0,0,0,0,0,0,0,0,0,0,0,0,0,0,0,0,0,0,0,0,0,0,0,0,0,0,0,0,0,0,0,0,0,0,0,0,0,0,0,0,0,0]
[2019,116,0,0,0,0,0,0,0,0,0,0,0,0,0,0,0,0,0,0,0,0,0,0,0,0,0,0,0,0,0,0,0,0,0,0,0,0,0,0,0,0,0,0,0,0,0,0,0,0,0,0,0,0,0]
[2019,117,0,0,0,0,0,0,0,0,0,0,0,0,0,0,0,0,0,0,0,0,0,0,0,0,0,0,0,0,0,0,0,0,0,0,0,0,0,0,0,0,0,0,0,0,0,0,0,0,0,0,0,0,0]
[2019,118,0,0,0,0,0,0,0,0,0,0,0,0,0,0,0,0,0,0,0,0,0,0,0,0,0,0,0,0,0,0,0,0,0,0,0,0,0,0,0,0,0,0,0,0,0,0,0,0,0,0,0,0,0]
[2019,119,0,0,0,0,0,0,0,0,0,0,0,0,0,0,0,0,0,0,0,0,0,0,0,0,0,0,0,0,0,0,0,0,0,0,0,0,0,0,0,0,0,0,0,0,0,0,0,0,0,0,0,0,0]
[2019,120,0,0,0,0,0,0,0,0,0,0,0,0,0,0,0,0,0,0,0,0,0,0,0,0,0,0,0,0,0,0,0,0,0,0,0,0,0,0,0,0,0,0,0,0,0,0,0,0,0,0,0,0,0]
[2019,121,0,0,0,0,0,0,0,0,0,0,0,0,0,0,0,0,0,0,0,0,0,0,0,0,0,0,0,0,0,0,0,0,0,0,0,0,0,0,0,0,0,0,0,0,0,0,0,0,0,0,0,0,0]
[2019,122,0,0,0,0,0,0,0,0,0,0,0,0,0,0,0,0,0,0,0,0,0,0,0,0,0,0,0,0,0,0,0,0,0,0,0,0,0,0,0,0,0,0,0,0,0,0,0,0,0,0,0,0,0]
[2019,123,0,0,0,0,0,0,0,0,0,0,0,0,0,0,0,0,0,0,0,0,0,0,0,0,0,0,0,0,0,0,0,0,0,0,0,0,0,0,0,0,0,0,0,0,0,0,0,0,0,0,0,0,0]
[2019,124,0,0,0,0,0,0,0,0,0,0,0,0,0,0,0,0,0,0,0,0,0,0,0,0,0,0,0,0,0,0,0,0,0,0,0,0,0,0,0,0,0,0,0,0,0,0,0,0,0,0,0,0,0]
[2019,125,0,0,0,0,0,0,0,0,0,0,0,0,0,0,0,0,0,0,0,0,0,0,0,0,0,0,0,0,0,0,0,0,0,0,0,0,0,0,0,0,0,0,0,0,0,0,0,0,0,0,0,0,0]
[2019,126,0,0,0,0,0,0,0,0,0,0,0,0,0,0,0,0,0,0,0,0,0,0,0,0,0,0,0,0,0,0,0,0,0,0,0,0,0,0,0,0,0,0,0,0,0,0,0,0,0,0,0,0,0]
[2019,127,0,0,0,0,0,0,0,0,0,0,0,0,0,0,0,0,0,0,0,0,0,0,0,0,0,0,0,0,0,0,0,0,0,0,0,0,0,0,0,0,0,0,0,0,0,0,0,0,0,0,0,0,0]
[2019,128,0,0,0,0,0,0,0,0,0,0,0,0,0,0,0,0,0,0,0,0,0,0,0,0,0,0,0,0,0,0,0,0,0,0,0,0,0,0,0,0,0,0,0,0,0,0,0,0,0,0,0,0,0]
[2019,129,0,0,0,0,0,0,0,0,0,0,0,0,0,0,0,0,0,0,0,0,0,0,0,0,0,0,0,0,0,0,0,0,0,0,0,0,0,0,0,0,0,0,0,0,0,0,0,0,0,0,0,0,0]
[2019,130,0,0,0,0,0,0,0,0,0,0,0,0,0,0,0,0,0,0,0,0,0,0,0,0,0,0,0,0,0,0,0,0,0,0,0,0,0,0,0,0,0,0,0,0,0,0,0,0,0,0,0,0,0]
[2019,131,0,0,0,0,0,0,0,0,0,0,0,0,0,0,0,0,0,0,0,0,0,0,0,0,0,0,0,0,0,0,0,0,0,0,0,0,0,0,0,0,0,0,0,0,0,0,0,0,0,0,0,0,0]
[2019,132,0,0,0,0,0,0,0,0,0,0,0,0,0,0,0,0,0,0,0,0,0,0,0,0,0,0,0,0,0,0,0,0,0,0,0,0,0,0,0,0,0,0,0,0,0,0,0,0,0,0,0,0,0]
[2019,133,0,0,0,0,0,0,0,0,0,0,0,0,0,0,0,0,0,0,0,0,0,0,0,0,0,0,0,0,0,0,0,0,0,0,0,0,0,0,0,0,0,0,0,0,0,0,0,0,0,0,0,0,0]
[2019,134,0,0,0,0,0,0,0,0,0,0,0,0,0,0,0,0,0,0,0,0,0,0,0,0,0,0,0,0,0,0,0,0,0,0,0,0,0,0,0,0,0,0,0,0,0,0,0,0,0,0,0,0,0]
[2019,135,0,0,0,0,0,0,0,0,0,0,0,0,0,0,0,0,0,0,0,0,0,0,0,0,0,0,0,0,0,0,0,0,0,0,0,0,0,0,0,0,0,0,0,0,0,0,0,0,0,0,0,0,0]
[2019,136,0,0,0,0,0,0,0,0,0,0,0,0,0,0,0,0,0,0,0,0,0,0,0,0,0,0,0,0,0,0,0,0,0,0,0,0,0,0,0,0,0,0,0,0,0,0,0,0,0,0,0,0,0]
[2019,137,0,0,0,0,0,0,0,0,0,0,0,0,0,0,0,0,0,0,0,0,0,0,0,0,0,0,0,0,0,0,0,0,0,0,0,0,0,0,0,0,0,0,0,0,0,0,0,0,0,0,0,0,0]
[2019,138,0,0,0,0,0,0,0,0,0,0,0,0,0,0,0,0,0,0,0,0,0,0,0,0,0,0,0,0,0,0,0,0,0,0,0,0,0,0,0,0,0,0,0,0,0,0,0,0,0,0,0,0,0]
[2019,139,0,0,0,0,0,0,0,0,0,0,0,0,0,0,0,0,0,0,0,0,0,0,0,0,0,0,0,0,0,0,0,0,0,0,0,0,0,0,0,0,0,0,0,0,0,0,0,0,0,0,0,0,0]
[2019,140,0,0,0,0,0,0,0,0,0,0,0,0,0,0,0,0,0,0,0,0,0,0,0,0,0,0,0,0,0,0,0,0,0,0,0,0,0,0,0,0,0,0,0,0,0,0,0,0,0,0,0,0,0]
[2019,141,0,0,0,0,0,0,0,0,0,0,0,0,0,0,0,0,0,0,0,0,0,0,0,0,0,0,0,0,0,0,0,0,0,0,0,0,0,0,0,0,0,0,0,0,0,0,0,0,0,0,0,0,0]
[2019,142,0,0,0,0,0,0,0,0,0,0,0,0,0,0,0,0,0,0,0,0,0,0,0,0,0,0,0,0,0,0,0,0,0,0,0,0,0,0,0,0,0,0,0,0,0,0,0,0,0,0,0,0,0]
[2019,143,0,0,0,0,0,0,0,0,0,0,0,0,0,0,0,0,0,0,0,0,0,0,0,0,0,0,0,0,0,0,0,0,0,0,0,0,0,0,0,0,0,0,0,0,0,0,0,0,0,0,0,0,0]
[2019,144,0,0,0,0,0,0,0,0,0,0,0,0,0,0,0,0,0,0,0,0,0,0,0,0,0,0,0,0,0,0,0,0,0,0,0,0,0,0,0,0,0,0,0,0,0,0,0,0,0,0,0,0,0]
[2019,145,0,0,0,0,0,0,0,0,0,0,0,0,0,0,0,0,0,0,0,0,0,0,0,0,0,0,0,0,0,0,0,0,0,0,0,0,0,0,0,0,0,0,0,0,0,0,0,0,0,0,0,0,0]
[2019,146,0,0,0,0,0,0,0,0,0,0,0,0,0,0,0,0,0,0,0,0,0,0,0,0,0,0,0,0,0,0,0,0,0,0,0,0,0,0,0,0,0,0,0,0,0,0,0,0,0,0,0,0,0]
[2019,147,0,0,0,0,0,0,0,0,0,0,0,0,0,0,0,0,0,0,0,0,0,0,0,0,0,0,0,0,0,0,0,0,0,0,0,0,0,0,0,0,0,0,0,0,0,0,0,0,0,0,0,0,0]
[2019,148,0,0,0,0,0,0,0,0,0,0,0,0,0,0,0,0,0,0,0,0,0,0,0,0,0,0,0,0,0,0,0,0,0,0,0,0,0,0,0,0,0,0,0,0,0,0,0,0,0,0,0,0,0]
[2019,149,0,0,0,0,0,0,0,0,0,0,0,0,0,0,0,0,0,0,0,0,0,0,0,0,0,0,0,0,0,0,0,0,0,0,0,0,0,0,0,0,0,0,0,0,0,0,0,0,0,0,0,0,0]
[2019,150,0,0,0,0,0,0,0,0,0,0,0,0,0,0,0,0,0,0,0,0,0,0,0,0,0,0,0,0,0,0,0,0,0,0,0,0,0,0,0,0,0,0,0,0,0,0,0,0,0,0,0,0,0]
[2020,1,8760,8760,8760,8760,8759,8760,8760,8760,8760,8760,8760,8334,8760,8760,8760,8760,8760,8760,8760,8760,8756,8760,8760,8760,8760,8739,8760,8760,8760,8760,8753,8760,8760,8760,8760,8725,8760,0,8760,8760,8749,8760,0,0,8738,8760,8753,8760,8760,8760,0,0,8760]
[2020,2,8760,8760,8760,8760,8759,8760,8760,8760,8760,8760,8760,8332,8760,8760,8760,8760,8760,8760,8760,8760,8756,8760,8760,8760,8760,8726,8760,8760,8760,8760,8753,8760,8760,8760,8760,8725,8760,0,8760,8760,8749,8760,0,0,6925,8760,8748,8760,8760,8760,0,0,8760]
[2020,3,8760,8760,8760,8760,8759,8760,8760,8760,8760,8760,8760,8331,8760,8760,8760,8760,8760,8760,8760,8760,8756,8760,8760,8760,8760,8713,8759,8760,8760,8760,8753,8760,8760,8760,8760,8724,8760,0,8760,8760,8749,8760,0,0,2307,8760,8717,8760,8760,8760,0,0,8760]
[2020,4,8760,8760,8760,8760,8759,8760,8760,8760,8760,8760,8760,8329,8760,8760,8760,8760,8760,8760,8760,8760,8756,8760,8760,8760,8760,8700,8759,8760,8760,8760,8753,8760,8760,8760,8760,8721,8760,0,8760,8728,8749,8760,0,0,720,8760,8674,8760,8760,8760,0,0,8760]
[2020,5,8760,8760,8717,8760,8759,8520,8760,8760,8757,8760,8760,8132,8760,8760,8760,8760,8760,8760,8760,8760,8756,8760,8760,8760,8760,8686,8759,8760,8760,8760,8753,8760,8760,8760,8760,8721,8760,0,8760,8119,8748,8760,0,0,193,8760,8592,8760,8760,8760,0,0,8760]
[2020,6,8760,8760,7596,8422,8750,7313,8760,8760,8714,8760,8760,7748,8760,8760,8760,8760,8734,8760,8749,8760,8756,8760,8760,8759,8760,8673,8759,8760,8760,8760,8753,8760,8760,8760,8760,8720,8760,0,8760,5911,8748,8760,0,0,66,8760,8439,8760,8760,8760,0,0,8760]
[2020,7,8760,8760,6669,7381,7903,6002,8757,8760,8441,8760,8760,7244,8760,8760,8760,8760,7891,8760,8126,8760,8756,8760,8760,8759,8760,8660,8759,8760,8760,8760,8753,8760,8760,8760,8760,8720,8760,0,8760,4463,8748,8760,0,0,31,8760,8212,8756,8760,8760,0,0,8760]
[2020,8,8760,8760,6005,6637,7006,4849,8685,8760,7939,8760,8760,6843,8760,8760,8760,8760,7032,8344,7418,8760,8756,8760,8760,8759,8760,8641,8759,8760,8750,8760,8753,8733,8760,8760,8760,8720,8760,0,8760,3522,8645,8760,0,0,1,8754,7948,8409,8760,8760,0,0,8760]
[2020,9,8760,8757,5039,5968,5908,3278,8495,8760,7375,8760,8760,6435,8760,8760,8760,8760,6380,7521,6811,8760,8756,8760,8760,8754,8760,8561,8759,8760,8568,8760,8753,8575,8760,8670,8760,8720,8760,0,8676,2507,8301,8760,0,0,0,8517,7567,7439,8760,8760,0,0,8760]
[2020,10,8760,8748,3432,4643,4362,1977,7986,8760,6422,8760,8760,5784,8760,8760,8760,8760,5770,6784,5537,8760,8756,8760,8760,8705,8590,8252,8759,8733,8137,8760,8753,8153,8760,8061,8760,8719,8760,0,8253,1220,7690,8740,0,0,0,7977,7080,6226,8760,8760,0,0,8758]
[2020,11,8757,8738,2287,3294,3038,1239,7191,8754,5538,8760,8760,4967,8760,8760,8760,8760,5016,6302,4071,8760,8756,8760,8760,8638,7982,7784,8759,8603,7493,8757,8753,7444,8760,7499,8760,8719,8760,0,7671,438,6897,8563,0,0,0,7266,6562,4906,8759,8760,0,0,8403]
[2020,12,8738,8730,1569,2277,2043,691,6314,8577,5009,8760,8760,4207,8760,8756,8760,8760,4079,5825,3044,8760,8752,8760,8760,8549,7354,7276,8759,7908,6849,8738,8753,6801,8760,6934,8760,8719,8758,0,7049,131,6053,8288,0,0,0,6619,5980,3735,8752,8760,0,0,7821]
[2020,13,8688,8715,1066,1589,1360,388,5507,8141,4565,8760,8760,3489,8760,8731,8760,8760,2815,5412,2296,8760,8621,8760,8760,8463,6733,6716,8759,7243,6244,8688,8753,6240,8760,6502,8760,8715,8744,0,6457,77,5204,7981,0,0,0,5987,5339,2784,8726,8760,0,0,7319]
[2020,14,8611,8691,732,1124,967,226,4868,7634,3914,8760,8760,2781,8760,8686,8760,8760,1938,4733,1685,8760,8208,8760,8760,8329,6241,6181,8759,6559,5565,8611,8753,5738,8760,6109,8757,8685,8644,0,5986,49,4192,7560,0,0,0,5417,4812,2033,8673,8760,0,0,6969]
[2020,15,8447,8664,514,808,674,141,4264,7098,3321,8760,8760,2129,8759,8644,8754,8760,1348,3720,1243,8760,7629,8760,8741,8046,5755,5631,8736,5780,4943,8447,8753,5178,8738,5742,8746,8614,8243,0,5599,32,3321,6953,0,0,0,4790,4292,1496,8498,8760,0,0,6577]
[2020,16,8227,8644,349,561,451,109,3490,6706,2872,8760,8760,1623,8759,8615,8724,8760,927,2507,949,8759,7026,8745,8685,7687,5228,5115,8605,4951,4392,8227,8753,4721,8348,5271,8721,8486,7785,0,5233,12,2633,6218,0,0,0,3914,3878,1064,8151,8750,0,0,6208]
[2020,17,8025,8623,229,400,292,90,2684,6339,2582,8760,8760,1190,8753,8580,8702,8760,626,1655,727,8673,6539,8632,8494,7278,4659,4639,8436,4262,3863,8025,8753,4213,7814,4673,8714,8280,7342,0,4806,0,2033,5546,0,0,0,2953,3506,769,7781,8717,0,0,5925]
[2020,18,7684,8604,158,265,202,79,2013,5975,2086,8760,8759,897,8716,8564,8679,8674,426,1082,567,8551,6151,8319,8032,6972,4221,4249,8203,3552,3125,7684,8753,3650,7323,3866,8707,7976,6841,0,4273,0,1586,4902,0,0,0,2202,3137,542,7388,8667,0,0,5645]
[2020,19,7259,8571,114,185,154,61,1473,5544,1302,8760,8723,682,8610,8524,8646,8245,286,759,445,8352,5862,7930,7382,6687,3638,3958,7793,2952,2356,7259,8742,2999,6889,3057,8671,7622,6447,0,3597,0,1216,4375,0,0,0,1653,2731,389,6911,8601,0,0,5238]
[2020,20,6841,8507,85,133,130,48,1098,5036,672,8760,8483,532,8455,8372,8594,7758,205,527,342,7975,5538,7535,6482,6345,2895,3702,7337,2377,1730,6841,8674,2295,6503,2385,8355,7197,6137,0,2909,0,934,3937,0,0,0,1228,2212,271,6319,8484,0,0,4630]
[2020,21,6465,8391,79,102,115,40,775,4380,326,8760,8169,414,8256,8157,8496,7254,170,346,242,7622,5099,7102,5719,6026,2051,3434,6867,1914,1310,6465,8560,1674,6208,1890,7583,6671,5808,0,2296,0,719,3578,0,0,0,891,1647,195,5747,8338,0,0,3667]
[2020,22,{"$f":"INDEX(D329:BC329,MATCH($C$7,$D$7:$BC$7,0))","v":6103},8120,69,91,97,24,500,3507,181,8760,7822,314,8012,7927,8280,6747,138,239,158,7224,4696,6723,4914,5544,1480,3124,6361,1507,944,6103,8336,1227,5939,1504,6465,6083,5420,0,1729,0,550,3159,0,0,0,654,1148,135,5195,8132,0,0,2773]
[2020,23,5632,7617,56,77,85,10,274,2783,87,8759,7441,243,7676,7678,7978,6303,119,156,97,6859,4305,6426,4000,5063,1080,2828,5946,1205,667,5632,8065,880,5634,1166,5387,5571,4976,0,1273,0,403,2742,0,0,0,466,799,96,4719,7781,0,0,2011]
[2020,24,5204,6969,45,69,70,1,137,2255,68,8758,7152,181,7297,7442,7682,5877,102,119,55,6454,3908,6148,3217,4616,758,2551,5497,982,474,5204,7782,665,5265,865,4688,5095,4536,0,920,0,308,2320,0,0,0,314,531,73,4345,7284,0,0,1522]
[2020,25,4838,6271,35,60,57,0,96,1820,48,8751,6844,131,6875,7168,7381,5391,93,100,19,5999,3567,5890,2551,4303,577,2217,5089,800,344,4838,7339,481,4772,681,4167,4678,4186,0,650,0,212,1950,0,0,0,219,385,51,4030,6645,0,0,1178]
[2020,26,4564,5623,27,52,51,0,59,1475,36,8739,6570,96,6391,6880,7102,4837,87,93,5,5557,3142,5599,1976,4002,432,1792,4670,647,252,4564,6701,355,4166,516,3834,4352,3826,0,437,0,136,1605,0,0,0,139,306,39,3743,5928,0,0,955]
[2020,27,4332,5041,17,43,41,0,50,1166,19,8712,6342,70,5870,6606,6868,4198,72,81,0,5103,2622,5238,1532,3785,336,1360,4130,521,184,4332,6223,267,3538,407,3555,4077,3399,0,320,0,96,1293,0,0,0,97,234,33,3491,5209,0,0,767]
[2020,28,4196,4298,12,38,32,0,43,967,2,8655,6066,55,5361,6358,6673,3539,64,67,0,4624,2070,4860,1184,3537,249,1024,3609,418,136,4196,5728,197,2897,305,3339,3781,2867,0,227,0,67,1043,0,0,0,66,192,30,3256,4644,0,0,608]
[2020,29,4051,3537,8,26,20,0,30,794,0,8574,5771,47,4883,6183,6460,2889,54,59,0,3982,1567,4543,918,3335,193,710,3101,321,103,4051,5312,161,2390,235,3113,3487,2388,0,161,0,55,836,0,0,0,42,153,29,3037,4201,0,0,492]
[2020,30,3893,2786,1,13,10,0,22,656,0,8481,5511,38,4547,5964,6303,2207,43,44,0,3386,1160,4239,711,3126,156,515,2646,241,80,3893,4962,132,2020,180,2920,3144,1925,0,129,0,46,665,0,0,0,28,121,21,2790,3860,0,0,387]
[2020,31,3747,1875,1,4,3,0,8,535,0,8349,5244,27,4181,5773,6166,1671,35,34,0,2872,873,3933,565,2923,130,364,2265,167,67,3747,4609,118,1703,155,2781,2814,1591,0,109,0,36,511,0,0,0,17,96,20,2548,3591,0,0,303]
[2020,32,3609,1209,0,1,0,0,5,432,0,8073,4959,25,3910,5597,6069,1337,26,23,0,2429,630,3626,437,2744,112,238,1918,116,55,3609,4362,108,1403,129,2642,2464,1307,0,91,0,26,388,0,0,0,8,78,17,2282,3337,0,0,245]
[2020,33,3438,793,0,0,0,0,4,349,0,7833,4603,21,3619,5403,5989,1030,18,18,0,2061,462,3341,354,2584,101,137,1645,92,46,3438,4181,100,1160,113,2502,2039,1052,0,75,0,22,294,0,0,0,6,55,15,1983,3112,0,0,201]
[2020,34,3266,498,0,0,0,0,3,271,0,7593,4167,17,3363,5230,5901,781,11,8,0,1741,337,2984,258,2430,91,75,1407,67,41,3266,4019,93,925,103,2353,1622,817,0,65,0,16,224,0,0,0,4,46,13,1549,2860,0,0,172]
[2020,35,3121,330,0,0,0,0,2,217,0,7329,3744,16,3147,5011,5801,602,2,4,0,1469,247,2519,197,2307,87,37,1200,61,37,3121,3847,78,751,96,2175,1215,642,0,56,0,10,172,0,0,0,2,31,11,1204,2620,0,0,158]
[2020,36,2948,220,0,0,0,0,1,179,0,6982,3245,13,2960,4752,5689,467,0,1,0,1251,193,2079,138,2173,77,6,1009,50,31,2948,3708,73,623,83,1936,905,506,0,45,0,5,128,0,0,0,0,21,9,849,2419,0,0,143]
[2020,37,2743,160,0,0,0,0,0,151,0,6680,2775,10,2778,4499,5528,363,0,0,0,1050,154,1653,97,2021,63,2,849,45,27,2743,3546,67,508,77,1642,667,378,0,33,0,5,87,0,0,0,0,11,8,580,2206,0,0,134]
[2020,38,2569,113,0,0,0,0,0,119,0,6325,2374,10,2610,4252,5289,277,0,0,0,888,136,1320,74,1845,55,0,709,38,17,2569,3380,59,411,70,1334,508,291,0,27,0,4,64,0,0,0,0,8,6,425,1986,0,0,116]
[2020,39,2375,96,0,0,0,0,0,104,0,5969,2018,8,2379,4028,5031,223,0,0,0,742,117,1030,55,1603,42,0,602,27,12,2375,3220,52,338,64,934,368,238,0,25,0,3,52,0,0,0,0,5,6,310,1747,0,0,107]
[2020,40,2192,80,0,0,0,0,0,95,0,5649,1755,8,2156,3824,4821,174,0,0,0,623,104,827,44,1327,36,0,482,22,7,2192,3049,44,256,60,622,277,196,0,19,0,0,43,0,0,0,0,1,6,223,1457,0,0,99]
[2020,41,2044,68,0,0,0,0,0,85,0,5305,1521,5,1943,3611,4611,148,0,0,0,529,94,663,38,1024,33,0,392,15,3,2044,2856,38,200,56,477,209,166,0,12,0,0,29,0,0,0,0,0,5,176,1155,0,0,93]
[2020,42,1850,49,0,0,0,0,0,81,0,4938,1285,5,1730,3392,4416,125,0,0,0,452,83,520,30,758,26,0,312,12,1,1850,2598,34,159,47,356,172,141,0,10,0,0,21,0,0,0,0,0,5,144,868,0,0,84]
[2020,43,1644,43,0,0,0,0,0,73,0,4595,1092,4,1530,3192,4292,114,0,0,0,367,72,405,25,512,17,0,250,11,0,1644,2231,28,125,40,290,137,134,0,9,0,0,13,0,0,0,0,0,3,114,587,0,0,79]
[2020,44,1383,34,0,0,0,0,0,66,0,4242,935,4,1333,3012,4159,98,0,0,0,302,61,310,21,340,13,0,189,7,0,1383,1816,23,107,34,244,121,123,0,5,0,0,5,0,0,0,0,0,3,102,405,0,0,72]
[2020,45,1124,29,0,0,0,0,0,60,0,3904,800,3,1149,2854,4052,95,0,0,0,257,53,244,18,227,5,0,152,6,0,1124,1400,19,90,27,195,106,107,0,1,0,0,3,0,0,0,0,0,3,91,265,0,0,67]
[2020,46,821,19,0,0,0,0,0,55,0,3573,693,2,966,2670,3952,86,0,0,0,216,48,189,14,165,2,0,116,5,0,821,1076,12,81,18,164,97,94,0,0,0,0,3,0,0,0,0,0,2,73,186,0,0,30]
[2020,47,619,14,0,0,0,0,0,47,0,3217,598,1,778,2523,3868,80,0,0,0,181,41,161,12,116,0,0,83,3,0,619,845,10,74,12,139,87,86,0,0,0,0,0,0,0,0,0,0,2,59,134,0,0,24]
[2020,48,442,2,0,0,0,0,0,43,0,2866,520,0,629,2372,3789,75,0,0,0,149,37,136,7,82,0,0,60,0,0,442,636,5,70,7,116,78,85,0,0,0,0,0,0,0,0,0,0,0,43,108,0,0,21]
[2020,49,321,0,0,0,0,0,0,39,0,2539,438,0,492,2215,3707,65,0,0,0,129,31,126,4,64,0,0,43,0,0,321,510,2,61,5,90,70,80,0,0,0,0,0,0,0,0,0,0,0,39,89,0,0,13]
[2020,50,236,0,0,0,0,0,0,34,0,2260,383,0,392,2085,3587,55,0,0,0,110,26,112,1,48,0,0,35,0,0,236,408,1,55,1,80,58,71,0,0,0,0,0,0,0,0,0,0,0,30,71,0,0,12]
[2020,51,174,0,0,0,0,0,0,22,0,1973,331,0,328,1953,3433,48,0,0,0,92,24,103,0,30,0,0,35,0,0,174,328,0,52,0,67,52,64,0,0,0,0,0,0,0,0,0,0,0,18,55,0,0,10]
[2020,52,131,0,0,0,0,0,0,16,0,1720,290,0,262,1798,3268,43,0,0,0,80,19,94,0,14,0,0,30,0,0,131,282,0,48,0,58,47,60,0,0,0,0,0,0,0,0,0,0,0,13,32,0,0,8]
[2020,53,102,0,0,0,0,0,0,7,0,1487,256,0,209,1670,3099,39,0,0,0,75,14,87,0,7,0,0,26,0,0,102,245,0,42,0,52,46,52,0,0,0,0,0,0,0,0,0,0,0,5,15,0,0,2]
[2020,54,62,0,0,0,0,0,0,4,0,1283,227,0,179,1485,2971,33,0,0,0,71,10,81,0,0,0,0,20,0,0,62,209,0,40,0,47,44,45,0,0,0,0,0,0,0,0,0,0,0,3,10,0,0,1]
[2020,55,48,0,0,0,0,0,0,2,0,1103,200,0,153,1327,2863,28,0,0,0,67,10,77,0,0,0,0,16,0,0,48,186,0,37,0,44,39,41,0,0,0,0,0,0,0,0,0,0,0,2,6,0,0,1]
[2020,56,36,0,0,0,0,0,0,0,0,967,176,0,128,1127,2790,25,0,0,0,60,7,66,0,0,0,0,11,0,0,36,161,0,31,0,39,35,37,0,0,0,0,0,0,0,0,0,0,0,2,4,0,0,0]
[2020,57,30,0,0,0,0,0,0,0,0,831,167,0,114,950,2720,22,0,0,0,57,3,62,0,0,0,0,3,0,0,30,149,0,29,0,32,33,36,0,0,0,0,0,0,0,0,0,0,0,1,4,0,0,0]
[2020,58,24,0,0,0,0,0,0,0,0,699,157,0,100,780,2648,18,0,0,0,51,0,57,0,0,0,0,2,0,0,24,135,0,25,0,26,27,31,0,0,0,0,0,0,0,0,0,0,0,0,2,0,0,0]
[2020,59,16,0,0,0,0,0,0,0,0,588,144,0,86,615,2582,12,0,0,0,45,0,49,0,0,0,0,0,0,0,16,124,0,23,0,15,22,27,0,0,0,0,0,0,0,0,0,0,0,0,2,0,0,0]
[2020,60,11,0,0,0,0,0,0,0,0,503,131,0,77,471,2520,7,0,0,0,44,0,45,0,0,0,0,0,0,0,11,109,0,20,0,10,18,23,0,0,0,0,0,0,0,0,0,0,0,0,0,0,0,0]
[2020,61,7,0,0,0,0,0,0,0,0,430,128,0,68,349,2448,4,0,0,0,40,0,40,0,0,0,0,0,0,0,7,98,0,17,0,2,12,19,0,0,0,0,0,0,0,0,0,0,0,0,0,0,0,0]
[2020,62,3,0,0,0,0,0,0,0,0,371,121,0,60,247,2388,3,0,0,0,35,0,36,0,0,0,0,0,0,0,3,92,0,12,0,0,5,17,0,0,0,0,0,0,0,0,0,0,0,0,0,0,0,0]
[2020,63,1,0,0,0,0,0,0,0,0,333,114,0,54,171,2322,2,0,0,0,32,0,33,0,0,0,0,0,0,0,1,86,0,8,0,0,1,12,0,0,0,0,0,0,0,0,0,0,0,0,0,0,0,0]
[2020,64,1,0,0,0,0,0,0,0,0,291,108,0,47,107,2254,2,0,0,0,29,0,31,0,0,0,0,0,0,0,1,82,0,8,0,0,0,10,0,0,0,0,0,0,0,0,0,0,0,0,0,0,0,0]
[2020,65,0,0,0,0,0,0,0,0,0,235,103,0,43,63,2180,0,0,0,0,27,0,24,0,0,0,0,0,0,0,0,74,0,6,0,0,0,5,0,0,0,0,0,0,0,0,0,0,0,0,0,0,0,0]
[2020,66,0,0,0,0,0,0,0,0,0,199,97,0,40,33,2110,0,0,0,0,22,0,21,0,0,0,0,0,0,0,0,69,0,4,0,0,0,3,0,0,0,0,0,0,0,0,0,0,0,0,0,0,0,0]
[2020,67,0,0,0,0,0,0,0,0,0,172,91,0,38,16,2029,0,0,0,0,18,0,20,0,0,0,0,0,0,0,0,65,0,0,0,0,0,1,0,0,0,0,0,0,0,0,0,0,0,0,0,0,0,0]
[2020,68,0,0,0,0,0,0,0,0,0,156,85,0,35,6,1929,0,0,0,0,17,0,17,0,0,0,0,0,0,0,0,60,0,0,0,0,0,0,0,0,0,0,0,0,0,0,0,0,0,0,0,0,0,0]
[2020,69,0,0,0,0,0,0,0,0,0,118,81,0,32,2,1837,0,0,0,0,15,0,13,0,0,0,0,0,0,0,0,56,0,0,0,0,0,0,0,0,0,0,0,0,0,0,0,0,0,0,0,0,0,0]
[2020,70,0,0,0,0,0,0,0,0,0,97,78,0,31,0,1731,0,0,0,0,9,0,6,0,0,0,0,0,0,0,0,50,0,0,0,0,0,0,0,0,0,0,0,0,0,0,0,0,0,0,0,0,0,0]
[2020,71,0,0,0,0,0,0,0,0,0,82,75,0,27,0,1627,0,0,0,0,7,0,1,0,0,0,0,0,0,0,0,47,0,0,0,0,0,0,0,0,0,0,0,0,0,0,0,0,0,0,0,0,0,0]
[2020,72,0,0,0,0,0,0,0,0,0,74,71,0,21,0,1482,0,0,0,0,5,0,1,0,0,0,0,0,0,0,0,43,0,0,0,0,0,0,0,0,0,0,0,0,0,0,0,0,0,0,0,0,0,0]
[2020,73,0,0,0,0,0,0,0,0,0,63,66,0,16,0,1306,0,0,0,0,3,0,0,0,0,0,0,0,0,0,0,41,0,0,0,0,0,0,0,0,0,0,0,0,0,0,0,0,0,0,0,0,0,0]
[2020,74,0,0,0,0,0,0,0,0,0,56,64,0,14,0,1097,0,0,0,0,3,0,0,0,0,0,0,0,0,0,0,37,0,0,0,0,0,0,0,0,0,0,0,0,0,0,0,0,0,0,0,0,0,0]
[2020,75,0,0,0,0,0,0,0,0,0,50,59,0,8,0,918,0,0,0,0,0,0,0,0,0,0,0,0,0,0,0,36,0,0,0,0,0,0,0,0,0,0,0,0,0,0,0,0,0,0,0,0,0,0]
[2020,76,0,0,0,0,0,0,0,0,0,41,57,0,5,0,720,0,0,0,0,0,0,0,0,0,0,0,0,0,0,0,32,0,0,0,0,0,0,0,0,0,0,0,0,0,0,0,0,0,0,0,0,0,0]
[2020,77,0,0,0,0,0,0,0,0,0,35,52,0,5,0,528,0,0,0,0,0,0,0,0,0,0,0,0,0,0,0,27,0,0,0,0,0,0,0,0,0,0,0,0,0,0,0,0,0,0,0,0,0,0]
[2020,78,0,0,0,0,0,0,0,0,0,33,48,0,5,0,373,0,0,0,0,0,0,0,0,0,0,0,0,0,0,0,24,0,0,0,0,0,0,0,0,0,0,0,0,0,0,0,0,0,0,0,0,0,0]
[2020,79,0,0,0,0,0,0,0,0,0,26,43,0,5,0,265,0,0,0,0,0,0,0,0,0,0,0,0,0,0,0,20,0,0,0,0,0,0,0,0,0,0,0,0,0,0,0,0,0,0,0,0,0,0]
[2020,80,0,0,0,0,0,0,0,0,0,22,38,0,5,0,182,0,0,0,0,0,0,0,0,0,0,0,0,0,0,0,18,0,0,0,0,0,0,0,0,0,0,0,0,0,0,0,0,0,0,0,0,0,0]
[2020,81,0,0,0,0,0,0,0,0,0,18,33,0,4,0,118,0,0,0,0,0,0,0,0,0,0,0,0,0,0,0,15,0,0,0,0,0,0,0,0,0,0,0,0,0,0,0,0,0,0,0,0,0,0]
[2020,82,0,0,0,0,0,0,0,0,0,15,31,0,4,0,55,0,0,0,0,0,0,0,0,0,0,0,0,0,0,0,12,0,0,0,0,0,0,0,0,0,0,0,0,0,0,0,0,0,0,0,0,0,0]
[2020,83,0,0,0,0,0,0,0,0,0,12,30,0,2,0,29,0,0,0,0,0,0,0,0,0,0,0,0,0,0,0,5,0,0,0,0,0,0,0,0,0,0,0,0,0,0,0,0,0,0,0,0,0,0]
[2020,84,0,0,0,0,0,0,0,0,0,9,27,0,1,0,16,0,0,0,0,0,0,0,0,0,0,0,0,0,0,0,2,0,0,0,0,0,0,0,0,0,0,0,0,0,0,0,0,0,0,0,0,0,0]
[2020,85,0,0,0,0,0,0,0,0,0,7,26,0,1,0,8,0,0,0,0,0,0,0,0,0,0,0,0,0,0,0,0,0,0,0,0,0,0,0,0,0,0,0,0,0,0,0,0,0,0,0,0,0,0]
[2020,86,{"$f":"INDEX(D393:BC393,MATCH($C$7,$D$7:$BC$7,0))","v":0},0,0,0,0,0,0,0,0,5,22,0,0,0,4,0,0,0,0,0,0,0,0,0,0,0,0,0,0,0,0,0,0,0,0,0,0,0,0,0,0,0,0,0,0,0,0,0,0,0,0,0,0]
[2020,87,0,0,0,0,0,0,0,0,0,3,19,0,0,0,2,0,0,0,0,0,0,0,0,0,0,0,0,0,0,0,0,0,0,0,0,0,0,0,0,0,0,0,0,0,0,0,0,0,0,0,0,0,0]
[2020,88,0,0,0,0,0,0,0,0,0,2,15,0,0,0,0,0,0,0,0,0,0,0,0,0,0,0,0,0,0,0,0,0,0,0,0,0,0,0,0,0,0,0,0,0,0,0,0,0,0,0,0,0,0]
[2020,89,0,0,0,0,0,0,0,0,0,0,9,0,0,0,0,0,0,0,0,0,0,0,0,0,0,0,0,0,0,0,0,0,0,0,0,0,0,0,0,0,0,0,0,0,0,0,0,0,0,0,0,0,0]
[2020,90,0,0,0,0,0,0,0,0,0,0,7,0,0,0,0,0,0,0,0,0,0,0,0,0,0,0,0,0,0,0,0,0,0,0,0,0,0,0,0,0,0,0,0,0,0,0,0,0,0,0,0,0,0]
[2020,91,0,0,0,0,0,0,0,0,0,0,4,0,0,0,0,0,0,0,0,0,0,0,0,0,0,0,0,0,0,0,0,0,0,0,0,0,0,0,0,0,0,0,0,0,0,0,0,0,0,0,0,0,0]
[2020,92,0,0,0,0,0,0,0,0,0,0,4,0,0,0,0,0,0,0,0,0,0,0,0,0,0,0,0,0,0,0,0,0,0,0,0,0,0,0,0,0,0,0,0,0,0,0,0,0,0,0,0,0,0]
[2020,93,0,0,0,0,0,0,0,0,0,0,2,0,0,0,0,0,0,0,0,0,0,0,0,0,0,0,0,0,0,0,0,0,0,0,0,0,0,0,0,0,0,0,0,0,0,0,0,0,0,0,0,0,0]
[2020,94,0,0,0,0,0,0,0,0,0,0,1,0,0,0,0,0,0,0,0,0,0,0,0,0,0,0,0,0,0,0,0,0,0,0,0,0,0,0,0,0,0,0,0,0,0,0,0,0,0,0,0,0,0]
[2020,95,0,0,0,0,0,0,0,0,0,0,1,0,0,0,0,0,0,0,0,0,0,0,0,0,0,0,0,0,0,0,0,0,0,0,0,0,0,0,0,0,0,0,0,0,0,0,0,0,0,0,0,0,0]
[2020,96,0,0,0,0,0,0,0,0,0,0,0,0,0,0,0,0,0,0,0,0,0,0,0,0,0,0,0,0,0,0,0,0,0,0,0,0,0,0,0,0,0,0,0,0,0,0,0,0,0,0,0,0,0]
[2020,97,0,0,0,0,0,0,0,0,0,0,0,0,0,0,0,0,0,0,0,0,0,0,0,0,0,0,0,0,0,0,0,0,0,0,0,0,0,0,0,0,0,0,0,0,0,0,0,0,0,0,0,0,0]
[2020,98,0,0,0,0,0,0,0,0,0,0,0,0,0,0,0,0,0,0,0,0,0,0,0,0,0,0,0,0,0,0,0,0,0,0,0,0,0,0,0,0,0,0,0,0,0,0,0,0,0,0,0,0,0]
[2020,99,0,0,0,0,0,0,0,0,0,0,0,0,0,0,0,0,0,0,0,0,0,0,0,0,0,0,0,0,0,0,0,0,0,0,0,0,0,0,0,0,0,0,0,0,0,0,0,0,0,0,0,0,0]
[2020,100,0,0,0,0,0,0,0,0,0,0,0,0,0,0,0,0,0,0,0,0,0,0,0,0,0,0,0,0,0,0,0,0,0,0,0,0,0,0,0,0,0,0,0,0,0,0,0,0,0,0,0,0,0]
[2020,101,0,0,0,0,0,0,0,0,0,0,0,0,0,0,0,0,0,0,0,0,0,0,0,0,0,0,0,0,0,0,0,0,0,0,0,0,0,0,0,0,0,0,0,0,0,0,0,0,0,0,0,0,0]
[2020,102,0,0,0,0,0,0,0,0,0,0,0,0,0,0,0,0,0,0,0,0,0,0,0,0,0,0,0,0,0,0,0,0,0,0,0,0,0,0,0,0,0,0,0,0,0,0,0,0,0,0,0,0,0]
[2020,103,0,0,0,0,0,0,0,0,0,0,0,0,0,0,0,0,0,0,0,0,0,0,0,0,0,0,0,0,0,0,0,0,0,0,0,0,0,0,0,0,0,0,0,0,0,0,0,0,0,0,0,0,0]
[2020,104,0,0,0,0,0,0,0,0,0,0,0,0,0,0,0,0,0,0,0,0,0,0,0,0,0,0,0,0,0,0,0,0,0,0,0,0,0,0,0,0,0,0,0,0,0,0,0,0,0,0,0,0,0]
[2020,105,0,0,0,0,0,0,0,0,0,0,0,0,0,0,0,0,0,0,0,0,0,0,0,0,0,0,0,0,0,0,0,0,0,0,0,0,0,0,0,0,0,0,0,0,0,0,0,0,0,0,0,0,0]
[2020,106,0,0,0,0,0,0,0,0,0,0,0,0,0,0,0,0,0,0,0,0,0,0,0,0,0,0,0,0,0,0,0,0,0,0,0,0,0,0,0,0,0,0,0,0,0,0,0,0,0,0,0,0,0]
[2020,107,0,0,0,0,0,0,0,0,0,0,0,0,0,0,0,0,0,0,0,0,0,0,0,0,0,0,0,0,0,0,0,0,0,0,0,0,0,0,0,0,0,0,0,0,0,0,0,0,0,0,0,0,0]
[2020,108,0,0,0,0,0,0,0,0,0,0,0,0,0,0,0,0,0,0,0,0,0,0,0,0,0,0,0,0,0,0,0,0,0,0,0,0,0,0,0,0,0,0,0,0,0,0,0,0,0,0,0,0,0]
[2020,109,0,0,0,0,0,0,0,0,0,0,0,0,0,0,0,0,0,0,0,0,0,0,0,0,0,0,0,0,0,0,0,0,0,0,0,0,0,0,0,0,0,0,0,0,0,0,0,0,0,0,0,0,0]
[2020,110,0,0,0,0,0,0,0,0,0,0,0,0,0,0,0,0,0,0,0,0,0,0,0,0,0,0,0,0,0,0,0,0,0,0,0,0,0,0,0,0,0,0,0,0,0,0,0,0,0,0,0,0,0]
[2020,111,0,0,0,0,0,0,0,0,0,0,0,0,0,0,0,0,0,0,0,0,0,0,0,0,0,0,0,0,0,0,0,0,0,0,0,0,0,0,0,0,0,0,0,0,0,0,0,0,0,0,0,0,0]
[2020,112,0,0,0,0,0,0,0,0,0,0,0,0,0,0,0,0,0,0,0,0,0,0,0,0,0,0,0,0,0,0,0,0,0,0,0,0,0,0,0,0,0,0,0,0,0,0,0,0,0,0,0,0,0]
[2020,113,0,0,0,0,0,0,0,0,0,0,0,0,0,0,0,0,0,0,0,0,0,0,0,0,0,0,0,0,0,0,0,0,0,0,0,0,0,0,0,0,0,0,0,0,0,0,0,0,0,0,0,0,0]
[2020,114,0,0,0,0,0,0,0,0,0,0,0,0,0,0,0,0,0,0,0,0,0,0,0,0,0,0,0,0,0,0,0,0,0,0,0,0,0,0,0,0,0,0,0,0,0,0,0,0,0,0,0,0,0]
[2020,115,0,0,0,0,0,0,0,0,0,0,0,0,0,0,0,0,0,0,0,0,0,0,0,0,0,0,0,0,0,0,0,0,0,0,0,0,0,0,0,0,0,0,0,0,0,0,0,0,0,0,0,0,0]
[2020,116,0,0,0,0,0,0,0,0,0,0,0,0,0,0,0,0,0,0,0,0,0,0,0,0,0,0,0,0,0,0,0,0,0,0,0,0,0,0,0,0,0,0,0,0,0,0,0,0,0,0,0,0,0]
[2020,117,0,0,0,0,0,0,0,0,0,0,0,0,0,0,0,0,0,0,0,0,0,0,0,0,0,0,0,0,0,0,0,0,0,0,0,0,0,0,0,0,0,0,0,0,0,0,0,0,0,0,0,0,0]
[2020,118,0,0,0,0,0,0,0,0,0,0,0,0,0,0,0,0,0,0,0,0,0,0,0,0,0,0,0,0,0,0,0,0,0,0,0,0,0,0,0,0,0,0,0,0,0,0,0,0,0,0,0,0,0]
[2020,119,0,0,0,0,0,0,0,0,0,0,0,0,0,0,0,0,0,0,0,0,0,0,0,0,0,0,0,0,0,0,0,0,0,0,0,0,0,0,0,0,0,0,0,0,0,0,0,0,0,0,0,0,0]
[2020,120,0,0,0,0,0,0,0,0,0,0,0,0,0,0,0,0,0,0,0,0,0,0,0,0,0,0,0,0,0,0,0,0,0,0,0,0,0,0,0,0,0,0,0,0,0,0,0,0,0,0,0,0,0]
[2020,121,0,0,0,0,0,0,0,0,0,0,0,0,0,0,0,0,0,0,0,0,0,0,0,0,0,0,0,0,0,0,0,0,0,0,0,0,0,0,0,0,0,0,0,0,0,0,0,0,0,0,0,0,0]
[2020,122,0,0,0,0,0,0,0,0,0,0,0,0,0,0,0,0,0,0,0,0,0,0,0,0,0,0,0,0,0,0,0,0,0,0,0,0,0,0,0,0,0,0,0,0,0,0,0,0,0,0,0,0,0]
[2020,123,0,0,0,0,0,0,0,0,0,0,0,0,0,0,0,0,0,0,0,0,0,0,0,0,0,0,0,0,0,0,0,0,0,0,0,0,0,0,0,0,0,0,0,0,0,0,0,0,0,0,0,0,0]
[2020,124,0,0,0,0,0,0,0,0,0,0,0,0,0,0,0,0,0,0,0,0,0,0,0,0,0,0,0,0,0,0,0,0,0,0,0,0,0,0,0,0,0,0,0,0,0,0,0,0,0,0,0,0,0]
[2020,125,0,0,0,0,0,0,0,0,0,0,0,0,0,0,0,0,0,0,0,0,0,0,0,0,0,0,0,0,0,0,0,0,0,0,0,0,0,0,0,0,0,0,0,0,0,0,0,0,0,0,0,0,0]
[2020,126,0,0,0,0,0,0,0,0,0,0,0,0,0,0,0,0,0,0,0,0,0,0,0,0,0,0,0,0,0,0,0,0,0,0,0,0,0,0,0,0,0,0,0,0,0,0,0,0,0,0,0,0,0]
[2020,127,0,0,0,0,0,0,0,0,0,0,0,0,0,0,0,0,0,0,0,0,0,0,0,0,0,0,0,0,0,0,0,0,0,0,0,0,0,0,0,0,0,0,0,0,0,0,0,0,0,0,0,0,0]
[2020,128,0,0,0,0,0,0,0,0,0,0,0,0,0,0,0,0,0,0,0,0,0,0,0,0,0,0,0,0,0,0,0,0,0,0,0,0,0,0,0,0,0,0,0,0,0,0,0,0,0,0,0,0,0]
[2020,129,0,0,0,0,0,0,0,0,0,0,0,0,0,0,0,0,0,0,0,0,0,0,0,0,0,0,0,0,0,0,0,0,0,0,0,0,0,0,0,0,0,0,0,0,0,0,0,0,0,0,0,0,0]
[2020,130,0,0,0,0,0,0,0,0,0,0,0,0,0,0,0,0,0,0,0,0,0,0,0,0,0,0,0,0,0,0,0,0,0,0,0,0,0,0,0,0,0,0,0,0,0,0,0,0,0,0,0,0,0]
[2020,131,0,0,0,0,0,0,0,0,0,0,0,0,0,0,0,0,0,0,0,0,0,0,0,0,0,0,0,0,0,0,0,0,0,0,0,0,0,0,0,0,0,0,0,0,0,0,0,0,0,0,0,0,0]
[2020,132,0,0,0,0,0,0,0,0,0,0,0,0,0,0,0,0,0,0,0,0,0,0,0,0,0,0,0,0,0,0,0,0,0,0,0,0,0,0,0,0,0,0,0,0,0,0,0,0,0,0,0,0,0]
[2020,133,0,0,0,0,0,0,0,0,0,0,0,0,0,0,0,0,0,0,0,0,0,0,0,0,0,0,0,0,0,0,0,0,0,0,0,0,0,0,0,0,0,0,0,0,0,0,0,0,0,0,0,0,0]
[2020,134,0,0,0,0,0,0,0,0,0,0,0,0,0,0,0,0,0,0,0,0,0,0,0,0,0,0,0,0,0,0,0,0,0,0,0,0,0,0,0,0,0,0,0,0,0,0,0,0,0,0,0,0,0]
[2020,135,0,0,0,0,0,0,0,0,0,0,0,0,0,0,0,0,0,0,0,0,0,0,0,0,0,0,0,0,0,0,0,0,0,0,0,0,0,0,0,0,0,0,0,0,0,0,0,0,0,0,0,0,0]
[2020,136,0,0,0,0,0,0,0,0,0,0,0,0,0,0,0,0,0,0,0,0,0,0,0,0,0,0,0,0,0,0,0,0,0,0,0,0,0,0,0,0,0,0,0,0,0,0,0,0,0,0,0,0,0]
[2020,137,0,0,0,0,0,0,0,0,0,0,0,0,0,0,0,0,0,0,0,0,0,0,0,0,0,0,0,0,0,0,0,0,0,0,0,0,0,0,0,0,0,0,0,0,0,0,0,0,0,0,0,0,0]
[2020,138,0,0,0,0,0,0,0,0,0,0,0,0,0,0,0,0,0,0,0,0,0,0,0,0,0,0,0,0,0,0,0,0,0,0,0,0,0,0,0,0,0,0,0,0,0,0,0,0,0,0,0,0,0]
[2020,139,0,0,0,0,0,0,0,0,0,0,0,0,0,0,0,0,0,0,0,0,0,0,0,0,0,0,0,0,0,0,0,0,0,0,0,0,0,0,0,0,0,0,0,0,0,0,0,0,0,0,0,0,0]
[2020,140,0,0,0,0,0,0,0,0,0,0,0,0,0,0,0,0,0,0,0,0,0,0,0,0,0,0,0,0,0,0,0,0,0,0,0,0,0,0,0,0,0,0,0,0,0,0,0,0,0,0,0,0,0]
[2020,141,0,0,0,0,0,0,0,0,0,0,0,0,0,0,0,0,0,0,0,0,0,0,0,0,0,0,0,0,0,0,0,0,0,0,0,0,0,0,0,0,0,0,0,0,0,0,0,0,0,0,0,0,0]
[2020,142,0,0,0,0,0,0,0,0,0,0,0,0,0,0,0,0,0,0,0,0,0,0,0,0,0,0,0,0,0,0,0,0,0,0,0,0,0,0,0,0,0,0,0,0,0,0,0,0,0,0,0,0,0]
[2020,143,0,0,0,0,0,0,0,0,0,0,0,0,0,0,0,0,0,0,0,0,0,0,0,0,0,0,0,0,0,0,0,0,0,0,0,0,0,0,0,0,0,0,0,0,0,0,0,0,0,0,0,0,0]
[2020,144,0,0,0,0,0,0,0,0,0,0,0,0,0,0,0,0,0,0,0,0,0,0,0,0,0,0,0,0,0,0,0,0,0,0,0,0,0,0,0,0,0,0,0,0,0,0,0,0,0,0,0,0,0]
[2020,145,0,0,0,0,0,0,0,0,0,0,0,0,0,0,0,0,0,0,0,0,0,0,0,0,0,0,0,0,0,0,0,0,0,0,0,0,0,0,0,0,0,0,0,0,0,0,0,0,0,0,0,0,0]
[2020,146,0,0,0,0,0,0,0,0,0,0,0,0,0,0,0,0,0,0,0,0,0,0,0,0,0,0,0,0,0,0,0,0,0,0,0,0,0,0,0,0,0,0,0,0,0,0,0,0,0,0,0,0,0]
[2020,147,0,0,0,0,0,0,0,0,0,0,0,0,0,0,0,0,0,0,0,0,0,0,0,0,0,0,0,0,0,0,0,0,0,0,0,0,0,0,0,0,0,0,0,0,0,0,0,0,0,0,0,0,0]
[2020,148,0,0,0,0,0,0,0,0,0,0,0,0,0,0,0,0,0,0,0,0,0,0,0,0,0,0,0,0,0,0,0,0,0,0,0,0,0,0,0,0,0,0,0,0,0,0,0,0,0,0,0,0,0]
[2020,149,0,0,0,0,0,0,0,0,0,0,0,0,0,0,0,0,0,0,0,0,0,0,0,0,0,0,0,0,0,0,0,0,0,0,0,0,0,0,0,0,0,0,0,0,0,0,0,0,0,0,0,0,0]
[2020,150,{"$f":"INDEX(D457:BC457,MATCH($C$7,$D$7:$BC$7,0))","v":0},0,0,0,0,0,0,0,0,0,0,0,0,0,0,0,0,0,0,0,0,0,0,0,0,0,0,0,0,0,0,0,0,0,0,0,0,0,0,0,0,0,0,0,0,0,0,0,0,0,0,0,0]
[2021,1,8760,8760,8760,8760,8759,8760,8760,8760,8760,8760,8760,8334,8760,8760,8760,8760,8760,8760,8760,8760,8756,8760,8760,8760,8760,8740,8760,8760,8760,8760,8753,8760,8760,8760,8760,8725,8760,0,8760,8760,8749,8760,0,0,8738,8760,8753,8760,8760,8760,0,0,8760]
[2021,2,8760,8760,8760,8760,8759,8760,8760,8760,8760,8760,8760,8333,8760,8760,8760,8760,8760,8760,8760,8760,8756,8760,8760,8760,8760,8727,8760,8760,8760,8760,8753,8760,8760,8760,8760,8725,8760,0,8760,8760,8749,8760,0,0,6923,8760,8747,8760,8760,8760,0,0,8760]
[2021,3,8760,8760,8760,8760,8759,8760,8760,8760,8760,8760,8760,8331,8760,8760,8760,8760,8760,8760,8760,8760,8756,8760,8760,8760,8760,8714,8759,8760,8760,8760,8753,8760,8760,8760,8760,8723,8760,0,8760,8760,8749,8760,0,0,2310,8760,8717,8760,8760,8760,0,0,8760]
[2021,4,8760,8760,8760,8760,8759,8760,8760,8760,8760,8760,8760,8329,8760,8760,8760,8760,8760,8760,8760,8760,8756,8760,8760,8760,8760,8702,8759,8760,8760,8760,8753,8760,8760,8760,8760,8721,8760,0,8760,8729,8749,8760,0,0,717,8760,8674,8760,8760,8760,0,0,8760]
[2021,5,8760,8760,8709,8760,8759,8492,8760,8760,8758,8760,8760,8140,8760,8760,8760,8760,8760,8760,8760,8760,8756,8760,8760,8760,8760,8688,8759,8760,8760,8760,8753,8760,8760,8760,8760,8721,8760,0,8760,8127,8748,8760,0,0,193,8760,8587,8760,8760,8760,0,0,8760]
[2021,6,8760,8760,7579,8478,8738,7277,8760,8760,8718,8760,8760,7772,8760,8760,8760,8760,8740,8760,8749,8760,8756,8760,8760,8759,8760,8676,8759,8760,8760,8760,8753,8760,8760,8760,8760,8720,8760,0,8760,5932,8748,8760,0,0,65,8760,8432,8760,8760,8760,0,0,8760]
[2021,7,8760,8760,6659,7435,7857,5951,8759,8760,8478,8760,8760,7265,8760,8760,8760,8760,7931,8760,8131,8760,8756,8760,8760,8759,8760,8663,8759,8760,8760,8760,8753,8760,8760,8760,8760,8720,8760,0,8760,4469,8748,8760,0,0,31,8760,8198,8754,8760,8760,0,0,8760]
[2021,8,8760,8760,5995,6673,6972,4797,8706,8760,7982,8760,8760,6859,8760,8760,8760,8760,7068,8529,7421,8760,8756,8760,8760,8759,8760,8648,8759,8760,8749,8760,8753,8733,8760,8760,8760,8720,8760,0,8760,3539,8634,8760,0,0,1,8754,7924,8408,8760,8760,0,0,8760]
[2021,9,8760,8760,5019,6007,5830,3188,8546,8760,7479,8760,8760,6476,8760,8760,8760,8760,6419,7754,6817,8760,8756,8760,8760,8757,8760,8604,8759,8760,8549,8760,8753,8575,8760,8653,8760,8720,8760,0,8662,2519,8289,8760,0,0,0,8519,7537,7436,8760,8760,0,0,8760]
[2021,10,8760,8751,3407,4735,4289,1933,8105,8760,6549,8760,8760,5842,8760,8760,8760,8760,5819,6978,5560,8760,8756,8760,8760,8710,8620,8364,8759,8731,8109,8760,8753,8186,8760,8054,8760,8719,8760,0,8246,1248,7678,8744,0,0,0,7986,7036,6207,8760,8760,0,0,8758]
[2021,11,8757,8740,2266,3362,2974,1206,7355,8756,5632,8760,8760,5046,8760,8760,8760,8760,5081,6427,4079,8760,8756,8760,8760,8655,8131,7931,8759,8557,7465,8757,8753,7476,8760,7481,8760,8719,8760,0,7664,446,6870,8562,0,0,0,7286,6502,4893,8759,8760,0,0,8361]
[2021,12,8737,8732,1554,2325,1986,676,6501,8640,5078,8760,8760,4292,8760,8755,8760,8760,4168,5968,3050,8760,8752,8760,8760,8578,7485,7464,8759,7868,6818,8737,8753,6833,8760,6924,8760,8719,8758,0,7050,134,6032,8283,0,0,0,6638,5911,3722,8752,8760,0,0,7775]
[2021,13,8686,8723,1058,1629,1325,377,5684,8223,4647,8760,8760,3567,8760,8731,8760,8760,2928,5585,2310,8760,8596,8760,8760,8490,6872,6919,8759,7191,6200,8686,8753,6270,8760,6490,8760,8714,8743,0,6457,78,5167,7979,0,0,0,6004,5284,2784,8728,8760,0,0,7302]
[2021,14,8607,8700,721,1153,935,213,5008,7719,4056,8760,8760,2861,8760,8684,8760,8760,1995,5008,1700,8760,8162,8760,8759,8376,6348,6417,8759,6507,5519,8607,8753,5741,8760,6096,8757,8682,8644,0,5987,49,4158,7549,0,0,0,5431,4752,2025,8676,8760,0,0,6960]
[2021,15,8441,8670,511,835,651,138,4440,7201,3401,8760,8760,2223,8759,8643,8758,8760,1414,4152,1248,8760,7570,8760,8740,8139,5884,5877,8732,5695,4911,8441,8753,5185,8741,5727,8750,8605,8245,0,5601,32,3290,6947,0,0,0,4816,4241,1483,8496,8760,0,0,6544]
[2021,16,8217,8648,345,588,432,106,3721,6776,2939,8760,8760,1681,8759,8609,8728,8760,977,3040,952,8759,6970,8750,8677,7782,5381,5340,8588,4884,4354,8217,8753,4723,8367,5251,8727,8457,7787,0,5222,12,2607,6216,0,0,0,3956,3813,1058,8163,8755,0,0,6182]
[2021,17,8017,8628,227,414,279,89,2905,6425,2653,8760,8760,1237,8751,8579,8708,8760,658,2000,733,8664,6477,8663,8482,7414,4806,4877,8423,4186,3826,8017,8753,4215,7836,4646,8715,8256,7340,0,4802,0,2011,5540,0,0,0,2985,3455,760,7788,8727,0,0,5903]
[2021,18,7670,8609,155,283,197,77,2199,6076,2191,8760,8759,935,8709,8560,8682,8724,442,1332,568,8542,6114,8378,8017,7074,4351,4448,8175,3480,3060,7670,8753,3655,7336,3842,8709,7948,6844,0,4271,0,1566,4912,0,0,0,2222,3071,540,7393,8687,0,0,5618]
[2021,19,7239,8585,113,190,153,61,1628,5672,1481,8760,8736,717,8608,8516,8653,8367,303,928,446,8329,5821,7989,7348,6791,3862,4118,7738,2884,2309,7239,8742,3003,6916,3026,8702,7571,6444,0,3590,0,1201,4382,0,0,0,1679,2636,387,6927,8637,0,0,5203]
[2021,20,6817,8531,85,137,130,47,1226,5186,794,8760,8569,558,8439,8356,8606,7900,210,652,342,7954,5484,7591,6472,6496,3177,3853,7284,2323,1682,6817,8671,2330,6519,2354,8505,7137,6135,0,2915,0,920,3952,0,0,0,1243,2120,273,6331,8540,0,0,4547]
[2021,21,6448,8426,79,107,114,38,876,4581,386,8760,8235,434,8245,8143,8519,7396,172,438,244,7577,5025,7172,5708,6171,2356,3614,6802,1863,1266,6448,8554,1698,6223,1871,7899,6584,5809,0,2299,0,713,3597,0,0,0,910,1546,193,5761,8409,0,0,3567]
[2021,22,6075,8223,69,91,96,22,596,3750,216,8760,7916,333,7989,7899,8345,6876,142,298,159,7184,4638,6773,4881,5761,1661,3329,6305,1458,914,6075,8319,1242,5966,1477,6894,5995,5419,0,1732,0,543,3186,0,0,0,666,1057,134,5236,8228,0,0,2686]
[2021,23,5614,7789,56,80,82,10,365,3009,112,8759,7526,257,7647,7666,8061,6430,122,206,100,6816,4254,6466,3967,5258,1232,3027,5898,1168,648,5614,8047,895,5651,1149,5752,5499,4971,0,1280,0,400,2767,0,0,0,474,731,96,4733,7990,0,0,1948]
[2021,24,5180,7268,45,70,68,1,193,2412,73,8759,7218,195,7253,7414,7751,6028,102,133,55,6407,3846,6197,3197,4801,881,2751,5439,950,460,5180,7767,668,5287,857,4923,5027,4534,0,918,0,303,2355,0,0,0,318,483,72,4356,7554,0,0,1480]
[2021,25,4819,6616,35,62,55,0,107,1954,50,8751,6939,141,6833,7128,7462,5564,94,111,19,5960,3486,5948,2531,4432,661,2488,5041,779,337,4819,7306,491,4808,675,4341,4612,4191,0,651,0,209,1974,0,0,0,225,373,52,4049,7002,0,0,1151]
[2021,26,4555,5966,26,52,48,0,76,1581,40,8740,6664,104,6325,6852,7168,5039,88,98,5,5508,3046,5664,1971,4130,493,2125,4589,631,240,4555,6665,359,4199,507,3950,4297,3825,0,440,0,133,1634,0,0,0,142,285,37,3755,6336,0,0,925]
[2021,27,4323,5355,17,43,38,0,55,1247,25,8713,6399,73,5803,6571,6938,4437,73,93,0,5055,2506,5330,1519,3882,382,1717,4045,504,179,4323,6190,270,3563,396,3676,4024,3394,0,327,0,96,1323,0,0,0,98,223,33,3488,5613,0,0,747]
[2021,28,4184,4687,12,38,29,0,47,1027,5,8657,6157,60,5301,6335,6727,3791,67,78,0,4562,1948,4938,1165,3674,282,1297,3534,403,131,4184,5715,197,2922,300,3433,3718,2866,0,232,0,65,1061,0,0,0,67,186,30,3269,4943,0,0,585]
[2021,29,4040,3953,7,26,18,0,37,862,0,8575,5862,48,4841,6160,6510,3135,56,66,0,3912,1477,4593,921,3437,219,977,3023,311,100,4040,5283,162,2412,234,3211,3416,2389,0,163,0,54,859,0,0,0,45,144,29,3049,4457,0,0,473]
[2021,30,3881,3197,1,17,8,0,26,702,0,8476,5578,40,4504,5942,6335,2480,45,55,0,3314,1086,4315,712,3233,174,672,2573,226,79,3881,4932,132,2048,178,3013,3080,1925,0,128,0,45,688,0,0,0,30,114,21,2803,4054,0,0,373]
[2021,31,3736,2421,0,4,3,0,14,580,0,8348,5338,30,4149,5750,6203,1885,37,42,0,2812,811,4013,561,3028,142,494,2200,155,63,3736,4589,118,1722,150,2853,2748,1593,0,108,0,35,530,0,0,0,18,91,20,2557,3770,0,0,293]
[2021,32,3597,1611,0,1,0,0,7,470,0,8073,5065,25,3872,5562,6089,1478,27,34,0,2381,584,3715,437,2852,119,354,1865,112,53,3597,4343,109,1412,129,2700,2380,1305,0,90,0,26,400,0,0,0,8,68,17,2303,3489,0,0,240]
[2021,33,3426,1057,0,0,0,0,4,388,0,7839,4742,25,3584,5380,6023,1163,19,23,0,2013,424,3416,345,2678,107,225,1596,88,45,3426,4165,100,1162,111,2585,1960,1052,0,73,0,22,313,0,0,0,6,51,14,1993,3263,0,0,196]
[2021,34,3247,692,0,0,0,0,4,307,0,7598,4326,20,3321,5205,5933,889,11,18,0,1699,312,3096,256,2519,95,129,1366,64,38,3247,4002,93,943,101,2430,1534,817,0,65,0,16,235,0,0,0,4,42,13,1615,3045,0,0,169]
[2021,35,3112,444,0,0,0,0,3,242,0,7332,3916,16,3116,4969,5830,674,3,8,0,1439,235,2662,194,2380,90,73,1156,60,36,3112,3845,78,761,95,2289,1128,642,0,56,0,10,176,0,0,0,2,27,11,1228,2791,0,0,154]
[2021,36,2931,308,0,0,0,0,2,196,0,6991,3455,14,2935,4714,5745,528,0,4,0,1223,173,2209,136,2263,83,38,979,49,30,2931,3693,73,626,83,2090,839,504,0,44,0,5,134,0,0,0,0,16,8,883,2573,0,0,141]
[2021,37,2729,205,0,0,0,0,0,158,0,6682,2973,10,2750,4463,5595,408,0,1,0,1025,147,1786,97,2128,75,11,819,45,25,2729,3534,69,513,77,1832,619,380,0,34,0,5,91,0,0,0,0,8,8,606,2372,0,0,128]
[2021,38,2549,149,0,0,0,0,0,134,0,6342,2530,10,2580,4222,5384,316,0,0,0,865,125,1410,72,1982,58,3,689,37,16,2549,3363,59,422,71,1528,466,291,0,29,0,4,67,0,0,0,0,7,6,432,2169,0,0,113]
[2021,39,2358,104,0,0,0,0,0,111,0,5986,2159,8,2355,4001,5125,248,0,0,0,719,111,1110,52,1794,53,0,582,27,10,2358,3203,53,343,63,1169,350,238,0,24,0,2,52,0,0,0,0,4,6,316,1939,0,0,104]
[2021,40,2177,88,0,0,0,0,0,98,0,5660,1869,8,2122,3789,4898,206,0,0,0,609,102,892,42,1522,40,0,464,21,6,2177,3037,44,255,59,799,257,196,0,19,0,0,44,0,0,0,0,0,6,231,1704,0,0,97]
[2021,41,2025,78,0,0,0,0,0,91,0,5310,1619,6,1906,3570,4687,160,0,0,0,513,89,704,35,1256,35,0,368,15,3,2025,2837,38,196,54,557,197,166,0,12,0,0,29,0,0,0,0,0,5,179,1424,0,0,92]
[2021,42,1828,65,0,0,0,0,0,83,0,4952,1401,5,1693,3362,4494,134,0,0,0,435,78,565,29,949,30,0,301,12,0,1828,2583,34,161,46,430,160,141,0,10,0,0,21,0,0,0,0,0,5,149,1104,0,0,84]
[2021,43,1619,46,0,0,0,0,0,79,0,4602,1188,5,1497,3162,4351,122,0,0,0,356,69,437,25,685,24,0,240,11,0,1619,2187,28,127,40,330,134,134,0,9,0,0,12,0,0,0,0,0,3,116,822,0,0,78]
[2021,44,1365,41,0,0,0,0,0,70,0,4256,1021,4,1293,2977,4218,109,0,0,0,291,59,335,21,460,16,0,179,6,0,1365,1787,24,108,31,270,120,122,0,6,0,0,5,0,0,0,0,0,3,102,558,0,0,70]
[2021,50,228,0,0,0,0,0,0,39,0,2278,414,0,376,2060,3654,62,0,0,0,106,25,121,1,65,0,0,35,0,0,228,391,1,55,1,85,57,70,0,0,0,0,0,0,0,0,0,0,0,31,90,0,0,11]
[2021,55,48,0,0,0,0,0,0,4,0,1113,213,0,146,1280,2928,32,0,0,0,62,9,79,0,1,0,0,14,0,0,48,181,0,36,0,47,37,41,0,0,0,0,0,0,0,0,0,0,0,2,13,0,0,0]
[2021,62,2,0,0,0,0,0,0,0,0,381,125,0,58,224,2426,4,0,0,0,35,0,38,0,0,0,0,0,0,0,2,90,0,11,0,2,4,17,0,0,0,0,0,0,0,0,0,0,0,0,0,0,0,0]
[2021,67,0,0,0,0,0,0,0,0,0,176,95,0,37,15,2086,0,0,0,0,17,0,21,0,0,0,0,0,0,0,0,62,0,0,0,0,0,1,0,0,0,0,0,0,0,0,0,0,0,0,0,0,0,0]
[2021,72,0,0,0,0,0,0,0,0,0,75,73,0,20,0,1583,0,0,0,0,5,0,1,0,0,0,0,0,0,0,0,43,0,0,0,0,0,0,0,0,0,0,0,0,0,0,0,0,0,0,0,0,0,0]
[2021,79,0,0,0,0,0,0,0,0,0,25,48,0,5,0,354,0,0,0,0,0,0,0,0,0,0,0,0,0,0,0,20,0,0,0,0,0,0,0,0,0,0,0,0,0,0,0,0,0,0,0,0,0,0]
[2021,84,0,0,0,0,0,0,0,0,0,9,28,0,1,0,30,0,0,0,0,0,0,0,0,0,0,0,0,0,0,0,0,0,0,0,0,0,0,0,0,0,0,0,0,0,0,0,0,0,0,0,0,0,0]
[2021,87,0,0,0,0,0,0,0,0,0,3,21,0,0,0,4,0,0,0,0,0,0,0,0,0,0,0,0,0,0,0,0,0,0,0,0,0,0,0,0,0,0,0,0,0,0,0,0,0,0,0,0,0,0]
[2021,96,0,0,0,0,0,0,0,0,0,0,1,0,0,0,0,0,0,0,0,0,0,0,0,0,0,0,0,0,0,0,0,0,0,0,0,0,0,0,0,0,0,0,0,0,0,0,0,0,0,0,0,0,0]
[2021,98,0,0,0,0,0,0,0,0,0,0,0,0,0,0,0,0,0,0,0,0,0,0,0,0,0,0,0,0,0,0,0,0,0,0,0,0,0,0,0,0,0,0,0,0,0,0,0,0,0,0,0,0,0]
[2021,103,0,0,0,0,0,0,0,0,0,0,0,0,0,0,0,0,0,0,0,0,0,0,0,0,0,0,0,0,0,0,0,0,0,0,0,0,0,0,0,0,0,0,0,0,0,0,0,0,0,0,0,0,0]
[2021,108,0,0,0,0,0,0,0,0,0,0,0,0,0,0,0,0,0,0,0,0,0,0,0,0,0,0,0,0,0,0,0,0,0,0,0,0,0,0,0,0,0,0,0,0,0,0,0,0,0,0,0,0,0]
[2021,115,0,0,0,0,0,0,0,0,0,0,0,0,0,0,0,0,0,0,0,0,0,0,0,0,0,0,0,0,0,0,0,0,0,0,0,0,0,0,0,0,0,0,0,0,0,0,0,0,0,0,0,0,0]
[2021,120,0,0,0,0,0,0,0,0,0,0,0,0,0,0,0,0,0,0,0,0,0,0,0,0,0,0,0,0,0,0,0,0,0,0,0,0,0,0,0,0,0,0,0,0,0,0,0,0,0,0,0,0,0]
[2021,125,0,0,0,0,0,0,0,0,0,0,0,0,0,0,0,0,0,0,0,0,0,0,0,0,0,0,0,0,0,0,0,0,0,0,0,0,0,0,0,0,0,0,0,0,0,0,0,0,0,0,0,0,0]
[2021,130,0,0,0,0,0,0,0,0,0,0,0,0,0,0,0,0,0,0,0,0,0,0,0,0,0,0,0,0,0,0,0,0,0,0,0,0,0,0,0,0,0,0,0,0,0,0,0,0,0,0,0,0,0]
[2021,137,0,0,0,0,0,0,0,0,0,0,0,0,0,0,0,0,0,0,0,0,0,0,0,0,0,0,0,0,0,0,0,0,0,0,0,0,0,0,0,0,0,0,0,0,0,0,0,0,0,0,0,0,0]
[2021,142,0,0,0,0,0,0,0,0,0,0,0,0,0,0,0,0,0,0,0,0,0,0,0,0,0,0,0,0,0,0,0,0,0,0,0,0,0,0,0,0,0,0,0,0,0,0,0,0,0,0,0,0,0]
[2021,147,0,0,0,0,0,0,0,0,0,0,0,0,0,0,0,0,0,0,0,0,0,0,0,0,0,0,0,0,0,0,0,0,0,0,0,0,0,0,0,0,0,0,0,0,0,0,0,0,0,0,0,0,0]
[2022,4,8760,8760,8760,8760,8759,8760,8760,8760,8760,8760,8760,8329,8760,8760,8760,8760,8760,8760,8760,8760,8756,8760,8760,8760,8760,8703,8759,8760,8760,8760,8753,8760,8760,8760,8760,8721,8760,0,8760,8733,8749,8760,0,0,740,8760,8675,8760,8760,8760,0,0,8760]
[2022,6,8760,8760,7622,8537,8741,7299,8760,8760,8724,8760,8760,7797,8760,8760,8760,8760,8750,8760,8751,8760,8756,8760,8760,8759,8760,8677,8759,8760,8760,8760,8753,8760,8760,8760,8760,8720,8760,0,8760,6006,8748,8760,0,0,68,8760,8431,8760,8760,8760,0,0,8760]
[2022,16,8238,8658,348,610,438,104,3912,6840,3088,8760,8760,1816,8759,8609,8733,8760,1024,3376,985,8759,6974,8756,8682,7847,5556,5548,8586,4896,4379,8238,8753,4761,8493,5292,8732,8481,7829,0,5263,13,2681,6303,0,0,0,4060,3849,1124,8205,8757,0,0,6216]
[2022,21,6495,8488,78,111,111,34,974,4705,550,8760,8339,483,8259,8175,8549,7623,177,520,259,7597,5035,7248,5791,6249,2765,3721,6797,1882,1297,6495,8572,1746,6311,1934,8199,6628,5857,0,2387,0,742,3719,0,0,0,953,1591,203,5841,8463,0,0,3676]
[2022,23,5664,8066,57,81,80,8,420,3161,146,8759,7673,289,7722,7678,8177,6660,126,242,103,6831,4242,6537,4105,5398,1444,3200,5889,1181,673,5664,8092,926,5763,1190,6215,5528,5027,0,1364,0,424,2946,0,0,0,502,741,102,4807,8120,0,0,2019]
[2022,28,4206,5230,12,39,27,0,48,1084,12,8665,6282,67,5353,6359,6825,4156,68,86,0,4588,1962,5027,1247,3731,351,1560,3528,411,137,4206,5799,210,3167,319,3542,3754,2957,0,251,0,73,1212,0,0,0,72,178,31,3318,5304,0,0,600]
[2022,33,3449,1638,0,0,0,0,5,411,0,7879,4914,25,3622,5422,6055,1372,20,30,0,2038,427,3492,364,2733,116,321,1618,88,44,3449,4195,102,1287,113,2654,2017,1096,0,80,0,23,376,0,0,0,6,52,16,2056,3419,0,0,199]
[2022,40,2226,110,0,0,0,0,0,103,0,5753,2034,8,2176,3824,5026,245,0,0,0,622,100,964,43,1648,51,0,484,21,6,2226,3075,44,306,59,1069,248,207,0,20,0,0,51,0,0,0,0,1,6,250,1893,0,0,96]
[2022,45,1167,42,0,0,0,0,0,66,0,4030,981,4,1137,2845,4172,102,0,0,0,254,48,288,17,361,15,0,150,6,0,1167,1482,20,100,27,263,102,108,0,4,0,0,4,0,0,0,0,0,3,96,551,0,0,63]
[2022,51,186,0,0,0,0,0,0,35,0,2100,404,0,304,1944,3622,60,0,0,0,92,19,110,0,55,0,0,31,0,0,186,331,0,52,0,85,51,64,0,0,0,0,0,0,0,0,0,0,0,20,91,0,0,8]
[2022,57,29,0,0,0,0,0,0,0,0,904,188,0,109,954,2818,27,0,0,0,55,0,66,0,0,0,0,2,0,0,29,147,0,30,0,45,28,36,0,0,0,0,0,0,0,0,0,0,0,1,7,0,0,0]
[2022,62,2,0,0,0,0,0,0,0,0,404,129,0,58,266,2488,7,0,0,0,35,0,41,0,0,0,0,0,0,0,2,91,0,15,0,8,3,17,0,0,0,0,0,0,0,0,0,0,0,0,0,0,0,0]
[2022,66,0,0,0,0,0,0,0,0,0,222,105,0,39,47,2227,1,0,0,0,19,0,25,0,0,0,0,0,0,0,0,69,0,6,0,0,0,3,0,0,0,0,0,0,0,0,0,0,0,0,0,0,0,0]
[2022,74,0,0,0,0,0,0,0,0,0,61,69,0,9,0,1446,0,0,0,0,1,0,0,0,0,0,0,0,0,0,0,37,0,0,0,0,0,0,0,0,0,0,0,0,0,0,0,0,0,0,0,0,0,0]
[2022,79,0,0,0,0,0,0,0,0,0,28,51,0,5,0,537,0,0,0,0,0,0,0,0,0,0,0,0,0,0,0,20,0,0,0,0,0,0,0,0,0,0,0,0,0,0,0,0,0,0,0,0,0,0]
[2022,83,0,0,0,0,0,0,0,0,0,13,32,0,2,0,121,0,0,0,0,0,0,0,0,0,0,0,0,0,0,0,4,0,0,0,0,0,0,0,0,0,0,0,0,0,0,0,0,0,0,0,0,0,0]
[2022,91,0,0,0,0,0,0,0,0,0,0,9,0,0,0,0,0,0,0,0,0,0,0,0,0,0,0,0,0,0,0,0,0,0,0,0,0,0,0,0,0,0,0,0,0,0,0,0,0,0,0,0,0,0]
[2022,92,0,0,0,0,0,0,0,0,0,0,7,0,0,0,0,0,0,0,0,0,0,0,0,0,0,0,0,0,0,0,0,0,0,0,0,0,0,0,0,0,0,0,0,0,0,0,0,0,0,0,0,0,0]
[2022,100,0,0,0,0,0,0,0,0,0,0,0,0,0,0,0,0,0,0,0,0,0,0,0,0,0,0,0,0,0,0,0,0,0,0,0,0,0,0,0,0,0,0,0,0,0,0,0,0,0,0,0,0,0]
[2022,103,0,0,0,0,0,0,0,0,0,0,0,0,0,0,0,0,0,0,0,0,0,0,0,0,0,0,0,0,0,0,0,0,0,0,0,0,0,0,0,0,0,0,0,0,0,0,0,0,0,0,0,0,0]
[2022,109,0,0,0,0,0,0,0,0,0,0,0,0,0,0,0,0,0,0,0,0,0,0,0,0,0,0,0,0,0,0,0,0,0,0,0,0,0,0,0,0,0,0,0,0,0,0,0,0,0,0,0,0,0]
[2022,117,0,0,0,0,0,0,0,0,0,0,0,0,0,0,0,0,0,0,0,0,0,0,0,0,0,0,0,0,0,0,0,0,0,0,0,0,0,0,0,0,0,0,0,0,0,0,0,0,0,0,0,0,0]
[2022,121,0,0,0,0,0,0,0,0,0,0,0,0,0,0,0,0,0,0,0,0,0,0,0,0,0,0,0,0,0,0,0,0,0,0,0,0,0,0,0,0,0,0,0,0,0,0,0,0,0,0,0,0,0]
[2022,126,0,0,0,0,0,0,0,0,0,0,0,0,0,0,0,0,0,0,0,0,0,0,0,0,0,0,0,0,0,0,0,0,0,0,0,0,0,0,0,0,0,0,0,0,0,0,0,0,0,0,0,0,0]
[2022,132,0,0,0,0,0,0,0,0,0,0,0,0,0,0,0,0,0,0,0,0,0,0,0,0,0,0,0,0,0,0,0,0,0,0,0,0,0,0,0,0,0,0,0,0,0,0,0,0,0,0,0,0,0]
[2022,138,0,0,0,0,0,0,0,0,0,0,0,0,0,0,0,0,0,0,0,0,0,0,0,0,0,0,0,0,0,0,0,0,0,0,0,0,0,0,0,0,0,0,0,0,0,0,0,0,0,0,0,0,0]
[2022,143,0,0,0,0,0,0,0,0,0,0,0,0,0,0,0,0,0,0,0,0,0,0,0,0,0,0,0,0,0,0,0,0,0,0,0,0,0,0,0,0,0,0,0,0,0,0,0,0,0,0,0,0,0]
[2022,149,0,0,0,0,0,0,0,0,0,0,0,0,0,0,0,0,0,0,0,0,0,0,0,0,0,0,0,0,0,0,0,0,0,0,0,0,0,0,0,0,0,0,0,0,0,0,0,0,0,0,0,0,0]
[2023,5,8760,8760,8723,8760,8759,8538,8760,8760,8760,8760,8760,8197,8760,8760,8760,8760,8760,8760,8760,8760,8756,8760,8760,8760,8760,8691,8759,8760,8760,8760,8753,8760,8760,8760,8760,8721,8760,0,8760,8182,8748,8760,0,0,226,8760,8591,8760,8760,8760,0,0,8760]
[2023,10,8760,8756,3550,4899,4425,2027,8231,8760,7034,8760,8760,6087,8760,8760,8760,8760,5915,7138,5792,8760,8756,8760,8760,8718,8713,8500,8759,8732,8156,8760,8753,8248,8760,8126,8760,8719,8760,0,8300,1407,7782,8758,0,0,0,8068,7082,6572,8760,8760,0,0,8758]
[2023,12,8743,8737,1637,2472,2087,712,6733,8696,5367,8760,8760,4613,8760,8758,8760,8760,4363,6111,3199,8760,8752,8760,8760,8597,7754,7734,8759,7911,6899,8743,8753,6929,8760,6983,8760,8719,8758,0,7159,153,6148,8377,0,0,0,6739,5973,4077,8753,8760,0,0,7865]
[2023,17,8056,8646,242,447,304,91,3182,6507,2893,8760,8760,1498,8757,8583,8713,8760,733,2387,778,8679,6515,8697,8545,7518,5201,5227,8436,4269,3907,8056,8753,4347,8124,4775,8721,8299,7445,0,4924,0,2162,5861,0,0,0,3177,3499,872,7875,8751,0,0,5956]
[2023,27,4380,6225,18,47,41,0,64,1384,43,8730,6606,104,5968,6671,7091,5109,77,97,0,5142,2586,5495,1666,3969,505,2222,4134,526,194,4380,6342,294,4095,426,3969,4098,3552,0,370,0,110,1619,0,0,0,112,235,37,3590,6375,0,0,796]
[2023,29,4088,5077,8,34,20,0,44,940,6,8613,6137,61,4974,6226,6681,3941,62,78,0,4012,1531,4757,989,3530,296,1393,3103,322,107,4088,5421,168,2863,260,3464,3509,2551,0,191,0,59,1068,0,0,0,51,155,30,3127,5023,0,0,510]
[2023,36,3010,643,0,0,0,0,3,217,0,7179,3958,17,3005,4837,5827,783,2,10,0,1275,185,2480,157,2318,92,99,1038,54,32,3010,3767,75,783,85,2349,929,555,0,51,0,9,188,0,0,0,0,18,11,1043,2896,0,0,145]
[2023,41,2098,111,0,0,0,0,0,97,0,5549,1929,8,2001,3691,4915,236,0,0,0,538,90,817,40,1409,50,0,417,16,3,2098,2934,42,279,56,1015,212,181,0,17,0,0,48,0,0,0,0,0,6,199,1849,0,0,93]
[2023,46,961,44,0,0,0,0,0,64,0,3812,922,4,1017,2741,4118,105,0,0,0,219,46,249,14,273,16,0,124,4,0,961,1218,16,97,22,258,98,99,0,0,0,0,4,0,0,0,0,0,3,84,518,0,0,40]
[2023,53,116,0,0,0,0,0,0,22,0,1698,335,0,216,1726,3405,55,0,0,0,74,12,95,0,25,0,0,25,0,0,116,261,0,51,0,77,46,58,0,0,0,0,0,0,0,0,0,0,0,12,76,0,0,3]
[2023,58,26,0,0,0,0,0,0,0,0,836,188,0,103,865,2795,28,0,0,0,51,0,64,0,0,0,0,1,0,0,26,140,0,31,0,45,25,32,0,0,0,0,0,0,0,0,0,0,0,0,9,0,0,0]
[2023,63,1,0,0,0,0,0,0,0,0,383,129,0,55,210,2463,8,0,0,0,32,0,39,0,0,0,0,0,0,0,1,88,0,17,0,11,1,16,0,0,0,0,0,0,0,0,0,0,0,0,2,0,0,0]
[2023,70,0,0,0,0,0,0,0,0,0,140,91,0,32,1,1972,0,0,0,0,9,0,17,0,0,0,0,0,0,0,0,52,0,0,0,0,0,0,0,0,0,0,0,0,0,0,0,0,0,0,0,0,0,0]
[2023,75,0,0,0,0,0,0,0,0,0,57,71,0,8,0,1427,0,0,0,0,0,0,0,0,0,0,0,0,0,0,0,37,0,0,0,0,0,0,0,0,0,0,0,0,0,0,0,0,0,0,0,0,0,0]
[2023,80,0,0,0,0,0,0,0,0,0,28,55,0,5,0,495,0,0,0,0,0,0,0,0,0,0,0,0,0,0,0,20,0,0,0,0,0,0,0,0,0,0,0,0,0,0,0,0,0,0,0,0,0,0]
[2023,85,0,0,0,0,0,0,0,0,0,9,32,0,1,0,58,0,0,0,0,0,0,0,0,0,0,0,0,0,0,0,1,0,0,0,0,0,0,0,0,0,0,0,0,0,0,0,0,0,0,0,0,0,0]
[2023,87,0,0,0,0,0,0,0,0,0,5,28,0,0,0,18,0,0,0,0,0,0,0,0,0,0,0,0,0,0,0,0,0,0,0,0,0,0,0,0,0,0,0,0,0,0,0,0,0,0,0,0,0,0]
[2023,96,0,0,0,0,0,0,0,0,0,0,4,0,0,0,0,0,0,0,0,0,0,0,0,0,0,0,0,0,0,0,0,0,0,0,0,0,0,0,0,0,0,0,0,0,0,0,0,0,0,0,0,0,0]
[2023,99,0,0,0,0,0,0,0,0,0,0,1,0,0,0,0,0,0,0,0,0,0,0,0,0,0,0,0,0,0,0,0,0,0,0,0,0,0,0,0,0,0,0,0,0,0,0,0,0,0,0,0,0,0]
[2023,104,0,0,0,0,0,0,0,0,0,0,0,0,0,0,0,0,0,0,0,0,0,0,0,0,0,0,0,0,0,0,0,0,0,0,0,0,0,0,0,0,0,0,0,0,0,0,0,0,0,0,0,0,0]
[2023,113,0,0,0,0,0,0,0,0,0,0,0,0,0,0,0,0,0,0,0,0,0,0,0,0,0,0,0,0,0,0,0,0,0,0,0,0,0,0,0,0,0,0,0,0,0,0,0,0,0,0,0,0,0]
[2023,116,0,0,0,0,0,0,0,0,0,0,0,0,0,0,0,0,0,0,0,0,0,0,0,0,0,0,0,0,0,0,0,0,0,0,0,0,0,0,0,0,0,0,0,0,0,0,0,0,0,0,0,0,0]
[2023,121,0,0,0,0,0,0,0,0,0,0,0,0,0,0,0,0,0,0,0,0,0,0,0,0,0,0,0,0,0,0,0,0,0,0,0,0,0,0,0,0,0,0,0,0,0,0,0,0,0,0,0,0,0]
[2023,128,0,0,0,0,0,0,0,0,0,0,0,0,0,0,0,0,0,0,0,0,0,0,0,0,0,0,0,0,0,0,0,0,0,0,0,0,0,0,0,0,0,0,0,0,0,0,0,0,0,0,0,0,0]
[2023,133,0,0,0,0,0,0,0,0,0,0,0,0,0,0,0,0,0,0,0,0,0,0,0,0,0,0,0,0,0,0,0,0,0,0,0,0,0,0,0,0,0,0,0,0,0,0,0,0,0,0,0,0,0]
[2023,138,0,0,0,0,0,0,0,0,0,0,0,0,0,0,0,0,0,0,0,0,0,0,0,0,0,0,0,0,0,0,0,0,0,0,0,0,0,0,0,0,0,0,0,0,0,0,0,0,0,0,0,0,0]
[2023,145,0,0,0,0,0,0,0,0,0,0,0,0,0,0,0,0,0,0,0,0,0,0,0,0,0,0,0,0,0,0,0,0,0,0,0,0,0,0,0,0,0,0,0,0,0,0,0,0,0,0,0,0,0]
[2023,150,0,0,0,0,0,0,0,0,0,0,0,0,0,0,0,0,0,0,0,0,0,0,0,0,0,0,0,0,0,0,0,0,0,0,0,0,0,0,0,0,0,0,0,0,0,0,0,0,0,0,0,0,0]
[2024,4,8760,8760,8760,8760,8759,8760,8760,8760,8760,8760,8760,8329,8760,8760,8760,8760,8760,8760,8760,8760,8756,8760,8760,8760,8760,8705,8759,8760,8760,8760,8753,8760,8760,8760,8760,8721,8760,0,8760,8744,8749,8760,0,0,819,8760,8675,8760,8760,8760,0,0,8760]
[2024,7,8760,8760,6786,7577,7999,6120,8759,8760,8661,8760,8760,7428,8760,8760,8760,8760,8105,8760,8239,8760,8756,8760,8760,8759,8760,8669,8759,8760,8760,8760,8753,8760,8760,8760,8760,8720,8760,0,8760,4612,8748,8760,0,0,38,8760,8230,8760,8760,8760,0,0,8760]
[2024,12,8748,8738,1718,2569,2199,755,6845,8715,5632,8760,8760,4827,8760,8760,8760,8760,4495,6175,3325,8760,8756,8760,8760,8608,7887,7835,8759,7968,6978,8748,8753,7010,8760,7064,8760,8719,8758,0,7276,177,6288,8434,0,0,0,6827,6041,4338,8754,8760,0,0,7943]
[2024,21,6626,8557,81,120,117,40,1116,4943,1276,8760,8523,599,8343,8248,8588,7980,192,593,303,7698,5138,7426,6016,6324,3272,3956,6970,2017,1434,6626,8613,1937,6539,2100,8608,6836,5982,0,2692,0,850,3989,0,0,0,1056,1792,269,6055,8562,0,0,4042]
[2024,24,5408,8127,48,74,72,4,318,2768,198,8759,7541,293,7504,7541,8025,6589,111,191,87,6561,3954,6384,3559,5080,1334,3213,5628,1026,553,5408,7911,782,5724,1021,6293,5251,4772,0,1234,0,381,2931,0,0,0,403,568,94,4563,8091,0,0,1729]
[2024,29,4131,5372,8,34,21,0,46,990,28,8636,6236,70,5120,6282,6744,4208,62,80,0,4173,1635,4883,1070,3611,342,1665,3238,354,117,4131,5562,176,3182,282,3626,3611,2722,0,231,0,66,1255,0,0,0,59,164,31,3198,5338,0,0,549]
[2024,38,2698,380,0,0,0,0,0,165,0,6696,3270,16,2722,4443,5653,550,0,2,0,962,129,1817,92,2116,84,54,800,42,17,2698,3506,65,607,73,2172,550,386,0,37,0,5,143,0,0,0,0,9,8,644,2599,0,0,122]
[2024,41,2180,138,0,0,0,0,0,100,0,5706,2074,9,2125,3794,5013,269,0,0,0,567,92,930,40,1529,55,2,465,19,3,2180,3013,42,342,56,1383,222,198,0,20,0,0,56,0,0,0,0,1,6,232,2006,0,0,95]
[2024,47,861,42,0,0,0,0,0,60,0,3684,862,4,902,2677,4064,102,0,0,0,192,40,230,13,235,13,0,111,3,0,861,1070,11,94,15,267,90,91,0,1,0,0,4,0,0,0,0,0,3,73,490,0,0,25]
[2024,49,477,31,0,0,0,0,0,47,0,3017,655,3,567,2366,3897,89,0,0,0,139,30,157,4,118,3,0,56,0,0,477,653,4,75,5,186,72,82,0,0,0,0,0,0,0,0,0,0,2,49,246,0,0,15]
[2024,58,29,0,0,0,0,0,0,0,0,931,202,0,108,974,2841,33,0,0,0,53,0,65,0,0,0,0,2,0,0,29,142,0,32,0,48,27,32,0,0,0,0,0,0,0,0,0,0,0,0,13,0,0,0]
[2024,64,1,0,0,0,0,0,0,0,0,384,128,0,52,212,2456,8,0,0,0,29,0,37,0,0,0,0,0,0,0,1,85,0,15,0,14,0,10,0,0,0,0,0,0,0,0,0,0,0,0,2,0,0,0]
[2024,70,0,0,0,0,0,0,0,0,0,162,95,0,32,7,2052,0,0,0,0,9,0,17,0,0,0,0,0,0,0,0,55,0,0,0,0,0,0,0,0,0,0,0,0,0,0,0,0,0,0,0,0,0,0]
[2024,75,0,0,0,0,0,0,0,0,0,69,73,0,9,0,1552,0,0,0,0,0,0,1,0,0,0,0,0,0,0,0,37,0,0,0,0,0,0,0,0,0,0,0,0,0,0,0,0,0,0,0,0,0,0]
[2024,81,0,0,0,0,0,0,0,0,0,25,53,0,4,0,515,0,0,0,0,0,0,0,0,0,0,0,0,0,0,0,16,0,0,0,0,0,0,0,0,0,0,0,0,0,0,0,0,0,0,0,0,0,0]
[2024,82,0,0,0,0,0,0,0,0,0,19,48,0,4,0,374,0,0,0,0,0,0,0,0,0,0,0,0,0,0,0,15,0,0,0,0,0,0,0,0,0,0,0,0,0,0,0,0,0,0,0,0,0,0]
[2024,88,0,0,0,0,0,0,0,0,0,4,28,0,0,0,19,0,0,0,0,0,0,0,0,0,0,0,0,0,0,0,0,0,0,0,0,0,0,0,0,0,0,0,0,0,0,0,0,0,0,0,0,0,0]
[2024,92,0,0,0,0,0,0,0,0,0,0,18,0,0,0,0,0,0,0,0,0,0,0,0,0,0,0,0,0,0,0,0,0,0,0,0,0,0,0,0,0,0,0,0,0,0,0,0,0,0,0,0,0,0]
[2024,99,0,0,0,0,0,0,0,0,0,0,1,0,0,0,0,0,0,0,0,0,0,0,0,0,0,0,0,0,0,0,0,0,0,0,0,0,0,0,0,0,0,0,0,0,0,0,0,0,0,0,0,0,0]
[2024,105,0,0,0,0,0,0,0,0,0,0,0,0,0,0,0,0,0,0,0,0,0,0,0,0,0,0,0,0,0,0,0,0,0,0,0,0,0,0,0,0,0,0,0,0,0,0,0,0,0,0,0,0,0]
[2024,109,0,0,0,0,0,0,0,0,0,0,0,0,0,0,0,0,0,0,0,0,0,0,0,0,0,0,0,0,0,0,0,0,0,0,0,0,0,0,0,0,0,0,0,0,0,0,0,0,0,0,0,0,0]
[2024,117,0,0,0,0,0,0,0,0,0,0,0,0,0,0,0,0,0,0,0,0,0,0,0,0,0,0,0,0,0,0,0,0,0,0,0,0,0,0,0,0,0,0,0,0,0,0,0,0,0,0,0,0,0]
[2024,124,0,0,0,0,0,0,0,0,0,0,0,0,0,0,0,0,0,0,0,0,0,0,0,0,0,0,0,0,0,0,0,0,0,0,0,0,0,0,0,0,0,0,0,0,0,0,0,0,0,0,0,0,0]
[2024,128,0,0,0,0,0,0,0,0,0,0,0,0,0,0,0,0,0,0,0,0,0,0,0,0,0,0,0,0,0,0,0,0,0,0,0,0,0,0,0,0,0,0,0,0,0,0,0,0,0,0,0,0,0]
[2024,134,0,0,0,0,0,0,0,0,0,0,0,0,0,0,0,0,0,0,0,0,0,0,0,0,0,0,0,0,0,0,0,0,0,0,0,0,0,0,0,0,0,0,0,0,0,0,0,0,0,0,0,0,0]
[2024,135,0,0,0,0,0,0,0,0,0,0,0,0,0,0,0,0,0,0,0,0,0,0,0,0,0,0,0,0,0,0,0,0,0,0,0,0,0,0,0,0,0,0,0,0,0,0,0,0,0,0,0,0,0]
[2024,145,0,0,0,0,0,0,0,0,0,0,0,0,0,0,0,0,0,0,0,0,0,0,0,0,0,0,0,0,0,0,0,0,0,0,0,0,0,0,0,0,0,0,0,0,0,0,0,0,0,0,0,0,0]
[2024,146,0,0,0,0,0,0,0,0,0,0,0,0,0,0,0,0,0,0,0,0,0,0,0,0,0,0,0,0,0,0,0,0,0,0,0,0,0,0,0,0,0,0,0,0,0,0,0,0,0,0,0,0,0]
[2025,2,8760,8760,8760,8760,8759,8760,8760,8760,8760,8760,8760,8333,8760,8760,8760,8760,8760,8760,8760,8760,8756,8760,8760,8760,8760,8729,8760,8760,8760,8760,8753,8760,8760,8760,8760,8725,8760,0,8760,8760,8749,8760,0,0,7239,8760,8749,8760,8760,8760,0,0,8760]
[2025,8,8760,8760,6217,6891,7215,5082,8747,8760,8427,8760,8760,7092,8760,8760,8760,8760,7370,8741,7655,8760,8756,8760,8760,8759,8760,8659,8759,8760,8758,8760,8753,8757,8760,8760,8760,8720,8760,0,8760,3783,8737,8760,0,0,7,8760,8023,8667,8760,8760,0,0,8760]
[2025,13,8712,8733,1285,2038,1598,483,6217,8456,5278,8760,8760,4380,8760,8746,8760,8760,3650,5839,2686,8760,8673,8760,8760,8523,7450,7543,8759,7483,6527,8712,8753,6529,8760,6727,8760,8719,8749,0,6890,93,5771,8271,0,0,0,6360,5575,3632,8745,8760,0,0,7524]
[2025,19,7594,8623,142,269,183,67,2201,6000,2682,8760,8759,1121,8704,8553,8686,8753,417,1340,545,8458,5960,8330,7794,7022,4502,4725,7988,3222,2811,7594,8753,3564,7556,3656,8712,7869,6767,0,4266,0,1563,5125,0,0,0,2127,2982,607,7302,8707,0,0,5498]
[2025,25,5222,7933,43,70,66,0,232,2438,168,8759,7354,272,7297,7421,7867,6348,103,154,59,6290,3721,6258,3083,4865,1146,3095,5335,905,456,5222,7765,658,5623,882,5774,5022,4552,0,1095,0,334,2819,0,0,0,333,473,87,4378,7963,0,0,1461]
[2025,28,4356,6249,17,43,35,0,59,1300,50,8721,6551,115,5880,6628,7073,5038,76,95,0,4950,2356,5436,1517,3928,492,2326,3952,491,189,4356,6258,281,4265,413,4036,4060,3475,0,406,0,113,1786,0,0,0,103,221,39,3546,6419,0,0,749]
[2025,37,3038,783,0,0,0,0,3,215,0,7222,3975,20,3029,4884,5844,815,1,9,0,1235,177,2524,151,2347,93,150,1032,53,30,3038,3778,75,900,87,2430,935,586,0,55,0,9,245,0,0,0,0,19,13,1127,2999,0,0,143]
[2025,42,2152,129,0,0,0,0,0,96,0,5640,1968,9,2072,3766,4986,251,0,0,0,527,85,894,37,1483,53,3,424,17,3,2152,2982,41,355,56,1336,214,189,0,21,0,0,57,0,0,0,0,0,6,223,1978,0,0,93]
[2025,45,1563,77,0,0,0,0,0,78,0,4627,1307,6,1466,3163,4416,142,0,0,0,313,57,456,21,701,32,0,217,8,0,1563,2159,27,170,35,511,123,130,0,10,0,0,25,0,0,0,0,0,5,117,1248,0,0,73]
[2025,54,149,0,0,0,0,0,0,24,0,1887,358,0,228,1819,3531,59,0,0,0,73,12,100,0,34,0,0,26,0,0,149,282,0,53,0,91,47,59,0,0,0,0,0,0,0,0,0,0,0,13,91,0,0,3]
[2025,59,30,0,0,0,0,0,0,0,0,950,202,0,110,1017,2855,33,0,0,0,53,0,69,0,0,0,0,2,0,0,30,145,0,35,0,49,28,36,0,0,0,0,0,0,0,0,0,0,0,1,14,0,0,0]
[2025,62,10,0,0,0,0,0,0,0,0,598,157,0,73,551,2654,22,0,0,0,40,0,50,0,0,0,0,0,0,0,10,107,0,25,0,38,14,23,0,0,0,0,0,0,0,0,0,0,0,0,5,0,0,0]
[2025,66,1,0,0,0,0,0,0,0,0,345,123,0,45,169,2408,4,0,0,0,27,0,35,0,0,0,0,0,0,0,1,81,0,14,0,10,0,10,0,0,0,0,0,0,0,0,0,0,0,0,0,0,0,0]
[2025,71,0,0,0,0,0,0,0,0,0,167,95,0,32,11,2088,0,0,0,0,9,0,18,0,0,0,0,0,0,0,0,58,0,1,0,0,0,0,0,0,0,0,0,0,0,0,0,0,0,0,0,0,0,0]
[2025,77,0,0,0,0,0,0,0,0,0,63,72,0,8,0,1490,0,0,0,0,0,0,0,0,0,0,0,0,0,0,0,36,0,0,0,0,0,0,0,0,0,0,0,0,0,0,0,0,0,0,0,0,0,0]
[2025,83,0,0,0,0,0,0,0,0,0,23,50,0,4,0,460,0,0,0,0,0,0,0,0,0,0,0,0,0,0,0,15,0,0,0,0,0,0,0,0,0,0,0,0,0,0,0,0,0,0,0,0,0,0]
[2025,88,0,0,0,0,0,0,0,0,0,8,31,0,0,0,50,0,0,0,0,0,0,0,0,0,0,0,0,0,0,0,0,0,0,0,0,0,0,0,0,0,0,0,0,0,0,0,0,0,0,0,0,0,0]
[2025,95,0,0,0,0,0,0,0,0,0,0,9,0,0,0,0,0,0,0,0,0,0,0,0,0,0,0,0,0,0,0,0,0,0,0,0,0,0,0,0,0,0,0,0,0,0,0,0,0,0,0,0,0,0]
[2025,100,0,0,0,0,0,0,0,0,0,0,2,0,0,0,0,0,0,0,0,0,0,0,0,0,0,0,0,0,0,0,0,0,0,0,0,0,0,0,0,0,0,0,0,0,0,0,0,0,0,0,0,0,0]
[2025,105,0,0,0,0,0,0,0,0,0,0,0,0,0,0,0,0,0,0,0,0,0,0,0,0,0,0,0,0,0,0,0,0,0,0,0,0,0,0,0,0,0,0,0,0,0,0,0,0,0,0,0,0,0]
[2025,112,0,0,0,0,0,0,0,0,0,0,0,0,0,0,0,0,0,0,0,0,0,0,0,0,0,0,0,0,0,0,0,0,0,0,0,0,0,0,0,0,0,0,0,0,0,0,0,0,0,0,0,0,0]
[2025,117,0,0,0,0,0,0,0,0,0,0,0,0,0,0,0,0,0,0,0,0,0,0,0,0,0,0,0,0,0,0,0,0,0,0,0,0,0,0,0,0,0,0,0,0,0,0,0,0,0,0,0,0,0]
[2025,120,0,0,0,0,0,0,0,0,0,0,0,0,0,0,0,0,0,0,0,0,0,0,0,0,0,0,0,0,0,0,0,0,0,0,0,0,0,0,0,0,0,0,0,0,0,0,0,0,0,0,0,0,0]
[2025,129,0,0,0,0,0,0,0,0,0,0,0,0,0,0,0,0,0,0,0,0,0,0,0,0,0,0,0,0,0,0,0,0,0,0,0,0,0,0,0,0,0,0,0,0,0,0,0,0,0,0,0,0,0]
[2025,134,0,0,0,0,0,0,0,0,0,0,0,0,0,0,0,0,0,0,0,0,0,0,0,0,0,0,0,0,0,0,0,0,0,0,0,0,0,0,0,0,0,0,0,0,0,0,0,0,0,0,0,0,0]
[2025,137,0,0,0,0,0,0,0,0,0,0,0,0,0,0,0,0,0,0,0,0,0,0,0,0,0,0,0,0,0,0,0,0,0,0,0,0,0,0,0,0,0,0,0,0,0,0,0,0,0,0,0,0,0]
[2025,141,0,0,0,0,0,0,0,0,0,0,0,0,0,0,0,0,0,0,0,0,0,0,0,0,0,0,0,0,0,0,0,0,0,0,0,0,0,0,0,0,0,0,0,0,0,0,0,0,0,0,0,0,0]
[2025,146,0,0,0,0,0,0,0,0,0,0,0,0,0,0,0,0,0,0,0,0,0,0,0,0,0,0,0,0,0,0,0,0,0,0,0,0,0,0,0,0,0,0,0,0,0,0,0,0,0,0,0,0,0]
[2026,3,8760,8760,8760,8760,8759,8760,8760,8760,8760,8760,8760,8331,8760,8760,8760,8760,8760,8760,8760,8760,8756,8760,8760,8760,8760,8719,8759,8760,8760,8760,8753,8760,8760,8760,8760,8724,8760,0,8760,8760,8749,8760,0,0,2814,8760,8725,8760,8760,8760,0,0,8760]
[2026,8,8760,8760,6302,7001,7307,5199,8754,8760,8481,8760,8760,7174,8760,8760,8760,8760,7491,8755,7748,8760,8756,8760,8760,8759,8760,8662,8759,8760,8760,8760,8753,8760,8760,8760,8760,8720,8760,0,8760,3868,8747,8760,0,0,8,8760,8053,8709,8760,8760,0,0,8760]
[2026,13,8727,8733,1388,2205,1710,540,6409,8520,5399,8760,8760,4591,8760,8753,8760,8760,3994,5941,2885,8760,8710,8760,8760,8556,7550,7683,8759,7621,6651,8727,8753,6690,8760,6837,8760,8719,8753,0,7068,104,5984,8349,0,0,0,6510,5718,3946,8752,8760,0,0,7603]
[2026,20,7326,8612,116,207,150,55,1836,5718,2451,8760,8755,979,8648,8527,8667,8671,338,1074,475,8250,5746,8089,7288,6853,4252,4526,7634,2812,2370,7326,8743,3112,7327,3176,8709,7639,6523,0,3928,0,1365,4868,0,0,0,1799,2699,513,7013,8680,0,0,5216]
[2026,25,5391,8121,47,74,68,0,300,2600,234,8759,7448,313,7469,7537,8015,6518,111,188,81,6420,3841,6369,3329,5052,1298,3261,5481,967,537,5391,7899,772,5804,1008,6149,5203,4721,0,1294,0,389,3026,0,0,0,396,549,106,4535,8085,0,0,1611]
[2026,30,4156,5442,9,35,20,0,47,965,38,8645,6200,81,5178,6320,6779,4203,63,81,0,4026,1555,4912,1023,3637,345,1834,3143,335,123,4156,5618,191,3538,292,3638,3631,2751,0,263,0,72,1395,0,0,0,62,166,31,3229,5446,0,0,533]
[2026,37,3138,990,0,0,0,0,3,243,0,7424,4172,23,3151,5054,5919,968,4,15,0,1341,202,2821,180,2425,99,232,1109,56,34,3138,3866,81,1069,96,2512,1145,670,0,63,0,15,317,0,0,0,2,25,13,1323,3152,0,0,149]
[2026,43,2107,118,0,0,0,0,0,95,0,5596,1879,10,2041,3727,4948,237,0,0,0,497,84,852,34,1439,51,3,388,14,3,2107,2950,41,365,56,1205,206,180,0,20,0,0,57,0,0,0,0,0,6,211,1931,0,0,92]
[2026,47,1317,66,0,0,0,0,0,67,0,4261,1063,5,1248,2988,4289,123,0,0,0,245,48,344,17,457,25,0,151,6,0,1317,1704,21,147,29,367,107,112,0,9,0,0,16,0,0,0,0,0,5,98,925,0,0,64]
[2026,54,184,4,0,0,0,0,0,27,0,2146,404,1,292,1971,3660,69,0,0,0,80,15,109,0,53,0,0,28,0,0,184,324,0,60,0,114,49,64,0,0,0,0,0,0,0,0,0,0,0,19,110,0,0,8]
[2026,56,110,0,0,0,0,0,0,15,0,1658,310,0,200,1707,3388,53,0,0,0,71,10,93,0,21,0,0,18,0,0,110,243,0,52,0,82,44,51,0,0,0,0,0,0,0,0,0,0,0,5,77,0,0,1]
[2026,61,24,0,0,0,0,0,0,0,0,843,175,0,94,886,2793,28,0,0,0,44,0,63,0,0,0,0,0,0,0,24,134,0,34,0,47,24,31,0,0,0,0,0,0,0,0,0,0,0,0,10,0,0,0]
[2026,67,1,0,0,0,0,0,0,0,0,352,123,0,48,184,2428,5,0,0,0,25,0,35,0,0,0,0,0,0,0,1,84,0,17,0,10,0,10,0,0,0,0,0,0,0,0,0,0,0,0,0,0,0,0]
[2026,73,0,0,0,0,0,0,0,0,0,157,91,0,32,5,2044,0,0,0,0,7,0,17,0,0,0,0,0,0,0,0,53,0,1,0,0,0,0,0,0,0,0,0,0,0,0,0,0,0,0,0,0,0,0]
[2026,78,0,0,0,0,0,0,0,0,0,68,72,0,9,0,1558,0,0,0,0,0,0,1,0,0,0,0,0,0,0,0,37,0,0,0,0,0,0,0,0,0,0,0,0,0,0,0,0,0,0,0,0,0,0]
[2026,84,0,0,0,0,0,0,0,0,0,25,50,0,5,0,549,0,0,0,0,0,0,0,0,0,0,0,0,0,0,0,17,0,0,0,0,0,0,0,0,0,0,0,0,0,0,0,0,0,0,0,0,0,0]
[2026,90,0,0,0,0,0,0,0,0,0,7,30,0,0,0,42,0,0,0,0,0,0,0,0,0,0,0,0,0,0,0,0,0,0,0,0,0,0,0,0,0,0,0,0,0,0,0,0,0,0,0,0,0,0]
[2026,95,0,0,0,0,0,0,0,0,0,0,17,0,0,0,0,0,0,0,0,0,0,0,0,0,0,0,0,0,0,0,0,0,0,0,0,0,0,0,0,0,0,0,0,0,0,0,0,0,0,0,0,0,0]
[2026,101,0,0,0,0,0,0,0,0,0,0,2,0,0,0,0,0,0,0,0,0,0,0,0,0,0,0,0,0,0,0,0,0,0,0,0,0,0,0,0,0,0,0,0,0,0,0,0,0,0,0,0,0,0]
[2026,107,0,0,0,0,0,0,0,0,0,0,0,0,0,0,0,0,0,0,0,0,0,0,0,0,0,0,0,0,0,0,0,0,0,0,0,0,0,0,0,0,0,0,0,0,0,0,0,0,0,0,0,0,0]
[2026,113,0,0,0,0,0,0,0,0,0,0,0,0,0,0,0,0,0,0,0,0,0,0,0,0,0,0,0,0,0,0,0,0,0,0,0,0,0,0,0,0,0,0,0,0,0,0,0,0,0,0,0,0,0]
[2026,116,0,0,0,0,0,0,0,0,0,0,0,0,0,0,0,0,0,0,0,0,0,0,0,0,0,0,0,0,0,0,0,0,0,0,0,0,0,0,0,0,0,0,0,0,0,0,0,0,0,0,0,0,0]
[2026,124,0,0,0,0,0,0,0,0,0,0,0,0,0,0,0,0,0,0,0,0,0,0,0,0,0,0,0,0,0,0,0,0,0,0,0,0,0,0,0,0,0,0,0,0,0,0,0,0,0,0,0,0,0]
[2026,125,0,0,0,0,0,0,0,0,0,0,0,0,0,0,0,0,0,0,0,0,0,0,0,0,0,0,0,0,0,0,0,0,0,0,0,0,0,0,0,0,0,0,0,0,0,0,0,0,0,0,0,0,0]
[2026,133,0,0,0,0,0,0,0,0,0,0,0,0,0,0,0,0,0,0,0,0,0,0,0,0,0,0,0,0,0,0,0,0,0,0,0,0,0,0,0,0,0,0,0,0,0,0,0,0,0,0,0,0,0]
[2026,136,0,0,0,0,0,0,0,0,0,0,0,0,0,0,0,0,0,0,0,0,0,0,0,0,0,0,0,0,0,0,0,0,0,0,0,0,0,0,0,0,0,0,0,0,0,0,0,0,0,0,0,0,0]
[2026,142,0,0,0,0,0,0,0,0,0,0,0,0,0,0,0,0,0,0,0,0,0,0,0,0,0,0,0,0,0,0,0,0,0,0,0,0,0,0,0,0,0,0,0,0,0,0,0,0,0,0,0,0,0]
[2026,150,0,0,0,0,0,0,0,0,0,0,0,0,0,0,0,0,0,0,0,0,0,0,0,0,0,0,0,0,0,0,0,0,0,0,0,0,0,0,0,0,0,0,0,0,0,0,0,0,0,0,0,0,0]
[2027,4,8760,8760,8760,8760,8759,8760,8760,8760,8760,8760,8760,8331,8760,8760,8760,8760,8760,8760,8760,8760,8756,8760,8760,8760,8760,8708,8759,8760,8760,8760,8753,8760,8760,8760,8760,8722,8760,0,8760,8755,8749,8760,0,0,994,8760,8681,8760,8760,8760,0,0,8760]
[2027,9,8760,8760,5646,6444,6486,4074,8677,8760,8075,8760,8760,6894,8760,8760,8760,8760,6853,8355,7213,8760,8756,8760,8760,8759,8760,8652,8759,8760,8709,8760,8753,8690,8760,8760,8760,8720,8760,0,8760,2990,8527,8760,0,0,0,8706,7754,8375,8760,8760,0,0,8760]
[2027,17,8261,8670,355,612,419,102,4003,6811,3538,8760,8760,2290,8759,8621,8742,8760,1089,3569,1033,8752,6932,8759,8670,7865,5744,5977,8571,4841,4417,8261,8753,4799,8735,5343,8746,8482,7845,0,5426,12,2885,6919,0,0,0,4170,3850,1400,8228,8760,0,0,6194]
[2027,21,7017,8599,93,161,130,48,1451,5338,2050,8760,8715,853,8542,8462,8649,8388,260,865,407,7975,5521,7805,6673,6654,3944,4333,7332,2438,1931,7017,8692,2625,7083,2645,8705,7301,6252,0,3519,0,1128,4588,0,0,0,1427,2304,415,6644,8643,0,0,4745]
[2027,26,5101,7869,42,68,60,0,196,2243,157,8759,7237,274,7231,7407,7841,6249,102,147,55,6115,3631,6176,2855,4725,1085,3129,5190,857,429,5101,7728,616,5647,818,5442,4883,4428,0,1048,0,329,2798,0,0,0,305,434,88,4288,7840,0,0,1310]
[2027,33,3778,3808,1,6,2,0,22,594,1,8431,5487,51,4272,5843,6330,2590,41,56,0,2653,759,4137,554,3113,189,1041,2144,147,65,3778,4739,120,2340,159,3080,2797,1645,0,129,0,44,844,0,0,0,19,93,26,2629,4184,0,0,289]
[2027,38,3056,778,0,0,0,0,3,209,0,7319,3904,21,3074,4959,5878,813,3,15,0,1214,179,2574,147,2348,95,202,1015,53,33,3056,3815,76,1000,88,2435,953,559,0,61,0,10,264,0,0,0,0,21,13,1096,3011,0,0,142]
[2027,43,2180,138,0,0,0,0,0,96,0,5808,1964,10,2170,3850,5091,261,0,0,0,530,90,923,38,1567,55,5,427,18,5,2180,3055,44,416,59,1355,231,192,0,24,0,0,72,0,0,0,0,0,6,229,2023,0,0,94]
[2027,45,1855,97,0,0,0,0,0,83,0,5198,1514,8,1760,3449,4691,168,0,0,0,382,70,592,25,1018,39,0,287,11,0,1855,2650,36,264,46,715,152,139,0,15,0,0,46,0,0,0,0,0,6,153,1582,0,0,81]
[2027,50,692,40,0,0,0,0,0,56,0,3580,742,4,831,2626,4035,98,0,0,0,163,37,192,8,180,12,0,73,1,0,692,958,11,103,14,242,86,89,0,0,0,0,5,0,0,0,0,0,3,66,401,0,0,23]
[2027,60,{"$f":"INDEX(D1417:BC1417,MATCH($C$7,$D$7:$BC$7,0))","v":34},0,0,0,0,0,0,2,0,1103,208,0,125,1206,2961,38,0,0,0,55,0,76,0,0,0,0,2,0,0,34,157,0,40,0,52,33,37,0,0,0,0,0,0,0,0,0,0,0,2,29,0,0,0]
[2027,62,24,0,0,0,0,0,0,0,0,845,172,0,95,874,2796,28,0,0,0,44,0,63,0,0,0,0,0,0,0,24,136,0,36,0,47,24,31,0,0,0,0,0,0,0,0,0,0,0,0,11,0,0,0]
[2027,67,1,0,0,0,0,0,0,0,0,402,128,0,56,252,2492,8,0,0,0,29,0,38,0,0,0,0,0,0,0,1,88,0,21,0,16,1,13,0,0,0,0,0,0,0,0,0,0,0,0,2,0,0,0]
[2027,75,0,0,0,0,0,0,0,0,0,143,84,0,30,3,1959,0,0,0,0,5,0,14,0,0,0,0,0,0,0,0,50,0,1,0,0,0,0,0,0,0,0,0,0,0,0,0,0,0,0,0,0,0,0]
[2027,79,0,0,0,0,0,0,0,0,0,71,71,0,13,0,1589,0,0,0,0,0,0,1,0,0,0,0,0,0,0,0,37,0,0,0,0,0,0,0,0,0,0,0,0,0,0,0,0,0,0,0,0,0,0]
[2027,86,0,0,0,0,0,0,0,0,0,24,48,0,4,0,450,0,0,0,0,0,0,0,0,0,0,0,0,0,0,0,16,0,0,0,0,0,0,0,0,0,0,0,0,0,0,0,0,0,0,0,0,0,0]
[2027,91,0,0,0,0,0,0,0,0,0,8,30,0,1,0,55,0,0,0,0,0,0,0,0,0,0,0,0,0,0,0,0,0,0,0,0,0,0,0,0,0,0,0,0,0,0,0,0,0,0,0,0,0,0]
[2027,96,0,0,0,0,0,0,0,0,0,0,19,0,0,0,2,0,0,0,0,0,0,0,0,0,0,0,0,0,0,0,0,0,0,0,0,0,0,0,0,0,0,0,0,0,0,0,0,0,0,0,0,0,0]
[2027,103,0,0,0,0,0,0,0,0,0,0,2,0,0,0,0,0,0,0,0,0,0,0,0,0,0,0,0,0,0,0,0,0,0,0,0,0,0,0,0,0,0,0,0,0,0,0,0,0,0,0,0,0,0]
[2027,108,0,0,0,0,0,0,0,0,0,0,0,0,0,0,0,0,0,0,0,0,0,0,0,0,0,0,0,0,0,0,0,0,0,0,0,0,0,0,0,0,0,0,0,0,0,0,0,0,0,0,0,0,0]
[2027,113,0,0,0,0,0,0,0,0,0,0,0,0,0,0,0,0,0,0,0,0,0,0,0,0,0,0,0,0,0,0,0,0,0,0,0,0,0,0,0,0,0,0,0,0,0,0,0,0,0,0,0,0,0]
[2027,118,0,0,0,0,0,0,0,0,0,0,0,0,0,0,0,0,0,0,0,0,0,0,0,0,0,0,0,0,0,0,0,0,0,0,0,0,0,0,0,0,0,0,0,0,0,0,0,0,0,0,0,0,0]
[2027,120,0,0,0,0,0,0,0,0,0,0,0,0,0,0,0,0,0,0,0,0,0,0,0,0,0,0,0,0,0,0,0,0,0,0,0,0,0,0,0,0,0,0,0,0,0,0,0,0,0,0,0,0,0]
[2027,125,0,0,0,0,0,0,0,0,0,0,0,0,0,0,0,0,0,0,0,0,0,0,0,0,0,0,0,0,0,0,0,0,0,0,0,0,0,0,0,0,0,0,0,0,0,0,0,0,0,0,0,0,0]
[2027,135,0,0,0,0,0,0,0,0,0,0,0,0,0,0,0,0,0,0,0,0,0,0,0,0,0,0,0,0,0,0,0,0,0,0,0,0,0,0,0,0,0,0,0,0,0,0,0,0,0,0,0,0,0]
[2027,137,0,0,0,0,0,0,0,0,0,0,0,0,0,0,0,0,0,0,0,0,0,0,0,0,0,0,0,0,0,0,0,0,0,0,0,0,0,0,0,0,0,0,0,0,0,0,0,0,0,0,0,0,0]
[2027,144,0,0,0,0,0,0,0,0,0,0,0,0,0,0,0,0,0,0,0,0,0,0,0,0,0,0,0,0,0,0,0,0,0,0,0,0,0,0,0,0,0,0,0,0,0,0,0,0,0,0,0,0,0]
[2027,149,0,0,0,0,0,0,0,0,0,0,0,0,0,0,0,0,0,0,0,0,0,0,0,0,0,0,0,0,0,0,0,0,0,0,0,0,0,0,0,0,0,0,0,0,0,0,0,0,0,0,0,0,0]
[2028,4,8760,8760,8760,8760,8759,8760,8760,8760,8760,8760,8760,8331,8760,8760,8760,8760,8760,8760,8760,8760,8756,8760,8760,8760,8760,8709,8759,8760,8760,8760,8753,8760,8760,8760,8760,8722,8760,0,8760,8755,8749,8760,0,0,1041,8760,8681,8760,8760,8760,0,0,8760]
[2028,11,8760,8756,3220,4578,3893,1719,8095,8760,7118,8760,8760,6250,8760,8760,8760,8760,5813,7032,5552,8760,8756,8760,8760,8709,8676,8544,8759,8720,8031,8760,8753,8117,8760,7998,8760,8719,8760,0,8266,944,7731,8758,0,0,0,7932,6933,6724,8760,8760,0,0,8720]
[2028,16,8501,8700,544,917,652,139,4704,7305,4287,8760,8760,3108,8759,8666,8760,8760,1631,4698,1442,8760,7616,8760,8740,8241,6275,6602,8730,5806,5071,8501,8753,5338,8760,5835,8757,8628,8349,0,5875,30,3781,7547,0,0,0,4988,4330,2020,8557,8760,0,0,6581]
[2028,21,7116,8603,101,174,131,50,1584,5452,2207,8760,8724,949,8588,8496,8660,8482,296,941,439,8062,5626,7897,6880,6718,4085,4477,7435,2583,2103,7116,8734,2772,7209,2803,8707,7412,6313,0,3704,0,1247,4746,0,0,0,1553,2436,468,6748,8658,0,0,4895]
[2028,28,4620,6995,25,52,44,0,96,1605,73,8749,6782,205,6581,7014,7435,5557,92,109,13,5383,3006,5770,1937,4221,687,2778,4509,628,260,4620,6928,383,5139,554,4473,4332,3879,0,682,0,196,2332,0,0,0,161,289,58,3827,7098,0,0,903]
[2028,33,3835,4108,1,7,2,0,28,637,2,8486,5561,57,4446,5942,6415,2855,43,60,0,2832,867,4243,605,3184,209,1238,2262,171,72,3835,4890,126,2573,170,3168,2930,1770,0,150,0,48,1012,0,0,0,25,101,28,2709,4347,0,0,318]
[2028,34,3695,3445,0,4,0,0,17,524,0,8377,5324,48,4133,5758,6272,2249,36,49,0,2422,651,3973,477,2995,169,973,1945,130,61,3695,4591,114,2209,145,3000,2620,1475,0,119,0,40,831,0,0,0,13,79,24,2475,4005,0,0,252]
[2028,39,2958,679,0,0,0,0,2,192,0,7222,3670,21,3002,4870,5837,706,0,8,0,1104,154,2340,124,2288,91,184,944,49,28,2958,3759,73,956,82,2357,798,511,0,56,0,8,266,0,0,0,0,14,13,978,2892,0,0,135]
[2028,45,1947,101,0,0,0,0,0,84,0,5419,1601,9,1903,3601,4843,196,0,0,0,425,76,695,28,1177,41,2,315,12,1,1947,2817,36,330,47,864,157,150,0,18,0,0,56,0,0,0,0,0,6,170,1726,0,0,83]
[2028,54,272,18,0,0,0,0,0,37,0,2619,457,3,408,2190,3807,77,0,0,0,93,20,126,0,72,0,0,32,0,0,272,470,1,73,1,136,54,69,0,0,0,0,0,0,0,0,0,0,2,32,140,0,0,10]
[2028,57,120,0,0,0,0,0,0,17,0,1860,313,0,217,1804,3515,54,0,0,0,71,10,96,0,24,0,0,20,0,0,120,270,0,56,0,84,44,51,0,0,0,0,0,0,0,0,0,0,0,5,78,0,0,1]
[2028,63,18,0,0,0,0,0,0,0,0,850,168,0,92,878,2790,26,0,0,0,44,0,59,0,0,0,0,0,0,0,18,132,0,34,0,45,20,28,0,0,0,0,0,0,0,0,0,0,0,0,7,0,0,0]
[2028,71,0,0,0,0,0,0,0,0,0,280,108,0,41,98,2324,2,0,0,0,17,0,27,0,0,0,0,0,0,0,0,70,0,9,0,0,0,3,0,0,0,0,0,0,0,0,0,0,0,0,0,0,0,0]
[2028,74,0,0,0,0,0,0,0,0,0,185,91,0,34,22,2130,0,0,0,0,7,0,18,0,0,0,0,0,0,0,0,60,0,6,0,0,0,0,0,0,0,0,0,0,0,0,0,0,0,0,0,0,0,0]
[2028,80,0,0,0,0,0,0,0,0,0,76,68,0,13,0,1623,0,0,0,0,0,0,0,0,0,0,0,0,0,0,0,37,0,0,0,0,0,0,0,0,0,0,0,0,0,0,0,0,0,0,0,0,0,0]
[2028,82,0,0,0,0,0,0,0,0,0,54,63,0,5,0,1332,0,0,0,0,0,0,0,0,0,0,0,0,0,0,0,34,0,0,0,0,0,0,0,0,0,0,0,0,0,0,0,0,0,0,0,0,0,0]
[2028,91,0,0,0,0,0,0,0,0,0,11,31,0,1,0,137,0,0,0,0,0,0,0,0,0,0,0,0,0,0,0,2,0,0,0,0,0,0,0,0,0,0,0,0,0,0,0,0,0,0,0,0,0,0]
[2028,97,0,0,0,0,0,0,0,0,0,1,16,0,0,0,3,0,0,0,0,0,0,0,0,0,0,0,0,0,0,0,0,0,0,0,0,0,0,0,0,0,0,0,0,0,0,0,0,0,0,0,0,0,0]
[2028,99,0,0,0,0,0,0,0,0,0,0,7,0,0,0,0,0,0,0,0,0,0,0,0,0,0,0,0,0,0,0,0,0,0,0,0,0,0,0,0,0,0,0,0,0,0,0,0,0,0,0,0,0,0]
[2028,104,0,0,0,0,0,0,0,0,0,0,1,0,0,0,0,0,0,0,0,0,0,0,0,0,0,0,0,0,0,0,0,0,0,0,0,0,0,0,0,0,0,0,0,0,0,0,0,0,0,0,0,0,0]
[2028,114,0,0,0,0,0,0,0,0,0,0,0,0,0,0,0,0,0,0,0,0,0,0,0,0,0,0,0,0,0,0,0,0,0,0,0,0,0,0,0,0,0,0,0,0,0,0,0,0,0,0,0,0,0]
[2028,115,0,0,0,0,0,0,0,0,0,0,0,0,0,0,0,0,0,0,0,0,0,0,0,0,0,0,0,0,0,0,0,0,0,0,0,0,0,0,0,0,0,0,0,0,0,0,0,0,0,0,0,0,0]
[2028,121,0,0,0,0,0,0,0,0,0,0,0,0,0,0,0,0,0,0,0,0,0,0,0,0,0,0,0,0,0,0,0,0,0,0,0,0,0,0,0,0,0,0,0,0,0,0,0,0,0,0,0,0,0]
[2028,125,0,0,0,0,0,0,0,0,0,0,0,0,0,0,0,0,0,0,0,0,0,0,0,0,0,0,0,0,0,0,0,0,0,0,0,0,0,0,0,0,0,0,0,0,0,0,0,0,0,0,0,0,0]
[2028,132,0,0,0,0,0,0,0,0,0,0,0,0,0,0,0,0,0,0,0,0,0,0,0,0,0,0,0,0,0,0,0,0,0,0,0,0,0,0,0,0,0,0,0,0,0,0,0,0,0,0,0,0,0]
[2028,138,0,0,0,0,0,0,0,0,0,0,0,0,0,0,0,0,0,0,0,0,0,0,0,0,0,0,0,0,0,0,0,0,0,0,0,0,0,0,0,0,0,0,0,0,0,0,0,0,0,0,0,0,0]
[2028,142,0,0,0,0,0,0,0,0,0,0,0,0,0,0,0,0,0,0,0,0,0,0,0,0,0,0,0,0,0,0,0,0,0,0,0,0,0,0,0,0,0,0,0,0,0,0,0,0,0,0,0,0,0]
[2028,150,0,0,0,0,0,0,0,0,0,0,0,0,0,0,0,0,0,0,0,0,0,0,0,0,0,0,0,0,0,0,0,0,0,0,0,0,0,0,0,0,0,0,0,0,0,0,0,0,0,0,0,0,0]
[2029,5,8760,8760,8759,8760,8759,8726,8760,8760,8760,8760,8760,8329,8760,8760,8760,8760,8760,8760,8760,8760,8756,8760,8760,8760,8760,8700,8759,8760,8760,8760,8753,8760,8760,8760,8760,8721,8760,0,8760,8481,8749,8760,0,0,384,8760,8629,8760,8760,8760,0,0,8760]
[2029,9,8760,8760,5858,6592,6741,4420,8704,8760,8223,8760,8760,7019,8760,8760,8760,8760,7043,8568,7391,8760,8756,8760,8760,8759,8760,8657,8759,8760,8740,8760,8753,8712,8760,8760,8760,8720,8760,0,8760,3204,8636,8760,0,0,0,8747,7845,8579,8760,8760,0,0,8760]
[2029,17,8361,8681,425,737,499,113,4330,6962,3895,8760,8760,2743,8759,8635,8758,8760,1320,4101,1182,8760,7172,8760,8698,8033,5988,6323,8629,5202,4693,8361,8753,5009,8759,5584,8754,8562,8051,0,5650,19,3253,7263,0,0,0,4562,4046,1747,8395,8760,0,0,6313]
[2029,18,8177,8658,302,522,337,97,3652,6614,3380,8760,8760,2198,8759,8604,8733,8760,953,3098,933,8694,6685,8743,8611,7709,5553,5865,8487,4532,4201,8177,8753,4621,8680,5113,8732,8407,7647,0,5312,0,2681,6724,0,0,0,3710,3673,1305,8057,8757,0,0,6037]
[2029,24,6199,8484,70,92,93,20,751,3829,776,8760,8047,559,8107,8051,8505,7353,157,401,211,7114,4599,6952,4847,5926,2423,3843,6228,1468,1017,6199,8446,1379,6418,1616,8001,6111,5511,0,2307,0,687,3848,0,0,0,741,1146,223,5423,8425,0,0,2671]
[2029,29,4522,6728,20,50,39,0,79,1404,69,8742,6640,188,6329,6888,7309,5305,88,102,9,5130,2690,5647,1666,4100,611,2694,4176,559,226,4522,6675,340,5019,497,4235,4207,3704,0,612,0,155,2214,0,0,0,132,253,54,3707,6833,0,0,805]
[2029,35,3656,3217,0,2,0,0,11,471,0,8316,5208,46,4050,5717,6225,2010,31,44,0,2236,547,3870,425,2933,158,919,1810,111,55,3656,4489,111,2154,138,2937,2473,1372,0,115,0,38,790,0,0,0,13,75,23,2397,3910,0,0,237]
[2029,41,2730,409,0,0,0,0,1,148,0,6846,3016,19,2787,4571,5740,525,0,4,0,870,125,1848,82,2140,84,107,747,42,20,2730,3576,66,811,76,2157,551,369,0,46,0,5,205,0,0,0,0,8,10,631,2630,0,0,116]
[2029,46,1929,101,0,0,0,0,0,83,0,5372,1542,10,1862,3570,4815,185,0,0,0,386,72,663,26,1129,40,2,292,11,1,1929,2783,36,338,47,800,155,142,0,17,0,0,56,0,0,0,0,0,6,163,1686,0,0,81]
[2029,52,634,38,0,0,0,0,0,50,0,3514,669,5,775,2603,4016,95,0,0,0,140,32,177,6,161,9,0,61,0,0,634,882,8,104,9,214,80,85,0,1,0,0,7,0,0,0,0,0,3,57,360,0,0,18]
[2029,58,119,0,0,0,0,0,0,15,0,1870,304,0,219,1810,3526,54,0,0,0,71,10,96,0,23,0,0,19,0,0,119,270,0,58,0,84,45,52,0,0,0,0,0,0,0,0,0,0,0,7,83,0,0,1]
[2029,63,28,0,0,0,0,0,0,0,0,997,175,0,111,1065,2880,30,0,0,0,44,0,65,0,0,0,0,0,0,0,28,148,0,40,0,47,24,32,0,0,0,0,0,0,0,0,0,0,0,0,13,0,0,0]
[2029,67,7,0,0,0,0,0,0,0,0,564,136,0,70,501,2621,18,0,0,0,33,0,45,0,0,0,0,0,0,0,7,104,0,28,0,31,5,19,0,0,0,0,0,0,0,0,0,0,0,0,4,0,0,0]
[2029,75,0,0,0,0,0,0,0,0,0,189,92,0,35,26,2154,0,0,0,0,7,0,20,0,0,0,0,0,0,0,0,61,0,8,0,0,0,0,0,0,0,0,0,0,0,0,0,0,0,0,0,0,0,0]
[2029,78,0,0,0,0,0,0,0,0,0,132,80,0,26,2,1928,0,0,0,0,3,0,8,0,0,0,0,0,0,0,0,47,0,1,0,0,0,0,0,0,0,0,0,0,0,0,0,0,0,0,0,0,0,0]
[2029,87,0,0,0,0,0,0,0,0,0,36,49,0,5,0,782,0,0,0,0,0,0,0,0,0,0,0,0,0,0,0,22,0,0,0,0,0,0,0,0,0,0,0,0,0,0,0,0,0,0,0,0,0,0]
[2029,92,0,0,0,0,0,0,0,0,0,14,32,0,2,0,182,0,0,0,0,0,0,0,0,0,0,0,0,0,0,0,3,0,0,0,0,0,0,0,0,0,0,0,0,0,0,0,0,0,0,0,0,0,0]
[2029,95,0,0,0,0,0,0,0,0,0,7,27,0,0,0,37,0,0,0,0,0,0,0,0,0,0,0,0,0,0,0,0,0,0,0,0,0,0,0,0,0,0,0,0,0,0,0,0,0,0,0,0,0,0]
[2029,99,0,0,0,0,0,0,0,0,0,1,14,0,0,0,3,0,0,0,0,0,0,0,0,0,0,0,0,0,0,0,0,0,0,0,0,0,0,0,0,0,0,0,0,0,0,0,0,0,0,0,0,0,0]
[2029,104,0,0,0,0,0,0,0,0,0,0,3,0,0,0,0,0,0,0,0,0,0,0,0,0,0,0,0,0,0,0,0,0,0,0,0,0,0,0,0,0,0,0,0,0,0,0,0,0,0,0,0,0,0]
[2029,110,0,0,0,0,0,0,0,0,0,0,0,0,0,0,0,0,0,0,0,0,0,0,0,0,0,0,0,0,0,0,0,0,0,0,0,0,0,0,0,0,0,0,0,0,0,0,0,0,0,0,0,0,0]
[2029,116,0,0,0,0,0,0,0,0,0,0,0,0,0,0,0,0,0,0,0,0,0,0,0,0,0,0,0,0,0,0,0,0,0,0,0,0,0,0,0,0,0,0,0,0,0,0,0,0,0,0,0,0,0]
[2029,121,0,0,0,0,0,0,0,0,0,0,0,0,0,0,0,0,0,0,0,0,0,0,0,0,0,0,0,0,0,0,0,0,0,0,0,0,0,0,0,0,0,0,0,0,0,0,0,0,0,0,0,0,0]
[2029,127,0,0,0,0,0,0,0,0,0,0,0,0,0,0,0,0,0,0,0,0,0,0,0,0,0,0,0,0,0,0,0,0,0,0,0,0,0,0,0,0,0,0,0,0,0,0,0,0,0,0,0,0,0]
[2029,133,0,0,0,0,0,0,0,0,0,0,0,0,0,0,0,0,0,0,0,0,0,0,0,0,0,0,0,0,0,0,0,0,0,0,0,0,0,0,0,0,0,0,0,0,0,0,0,0,0,0,0,0,0]
[2029,136,0,0,0,0,0,0,0,0,0,0,0,0,0,0,0,0,0,0,0,0,0,0,0,0,0,0,0,0,0,0,0,0,0,0,0,0,0,0,0,0,0,0,0,0,0,0,0,0,0,0,0,0,0]
[2029,145,0,0,0,0,0,0,0,0,0,0,0,0,0,0,0,0,0,0,0,0,0,0,0,0,0,0,0,0,0,0,0,0,0,0,0,0,0,0,0,0,0,0,0,0,0,0,0,0,0,0,0,0,0]
[2029,150,0,0,0,0,0,0,0,0,0,0,0,0,0,0,0,0,0,0,0,0,0,0,0,0,0,0,0,0,0,0,0,0,0,0,0,0,0,0,0,0,0,0,0,0,0,0,0,0,0,0,0,0,0]
[2030,3,8760,8760,8760,8760,8759,8760,8760,8760,8760,8760,8760,8331,8760,8760,8760,8760,8760,8760,8760,8760,8756,8760,8760,8760,8760,8721,8759,8760,8760,8760,8753,8760,8760,8760,8760,8724,8760,0,8760,8760,8749,8760,0,0,3302,8760,8731,8760,8760,8760,0,0,8760]
[2030,12,8760,8749,2526,3758,3073,1293,7708,8757,6720,8760,8760,5984,8760,8760,8760,8760,5452,6678,4722,8760,8756,8760,8760,8679,8547,8413,8759,8616,7679,8760,8753,7681,8760,7678,8760,8719,8760,0,8100,464,7355,8746,0,0,0,7528,6633,6128,8760,8760,0,0,8431]
[2030,17,8412,8690,459,794,529,120,4465,7027,4086,8760,8760,2964,8759,8643,8759,8760,1440,4352,1281,8760,7299,8760,8715,8115,6087,6481,8653,5368,4834,8412,8753,5127,8760,5683,8756,8590,8144,0,5762,19,3479,7461,0,0,0,4731,4157,1894,8457,8760,0,0,6381]
[2030,20,7751,8631,164,299,190,72,2477,6053,2811,8760,8760,1517,8739,8570,8702,8760,532,1706,632,8483,6060,8473,7930,7141,4728,5179,8073,3418,3224,7751,8753,3810,8052,4043,8714,7988,6887,0,4728,0,1844,5775,0,0,0,2370,3111,814,7470,8721,0,0,5549]
[2030,24,6337,8516,73,93,97,22,840,4039,983,8760,8144,615,8200,8145,8541,7488,172,461,235,7205,4716,7076,5087,6062,2701,3958,6368,1571,1139,6337,8524,1512,6541,1745,8217,6298,5636,0,2539,0,743,4003,0,0,0,820,1297,265,5581,8460,0,0,2865]
[2030,29,4607,6978,25,52,43,0,94,1525,77,8748,6717,217,6565,7021,7440,5488,92,109,13,5277,2901,5746,1823,4212,674,2836,4360,604,254,4607,6916,382,5267,546,4417,4311,3850,0,709,0,199,2409,0,0,0,154,277,63,3811,7079,0,0,863]
[2030,36,3596,2938,0,1,0,0,8,428,0,8257,5061,46,3953,5652,6187,1775,27,40,0,2037,462,3735,379,2861,147,800,1676,99,51,3596,4402,109,2068,130,2875,2263,1245,0,110,0,33,746,0,0,0,11,59,20,2287,3799,0,0,207]
[2030,41,2831,518,0,0,0,0,2,162,0,7032,3230,20,2891,4747,5798,593,0,6,0,947,140,2065,93,2213,90,160,803,48,27,2831,3663,71,932,80,2250,649,416,0,53,0,7,250,0,0,0,0,10,13,766,2754,0,0,123]
[2030,46,2033,111,0,0,0,0,0,87,0,5605,1643,10,2009,3733,4959,210,0,0,0,434,78,753,29,1313,48,4,322,13,2,2033,2936,36,408,52,1014,179,162,0,21,0,0,73,0,0,0,0,0,6,182,1838,0,0,85]
[2030,53,598,34,0,0,0,0,0,47,0,3488,634,5,754,2589,4008,94,0,0,0,134,32,167,4,148,7,0,51,0,0,598,849,6,106,9,201,76,85,0,1,0,0,7,0,0,0,0,0,3,53,331,0,0,15]
[2030,59,117,0,0,0,0,0,0,11,0,1867,296,0,218,1812,3524,53,0,0,0,71,10,94,0,22,0,0,18,0,0,117,268,0,58,0,82,44,51,0,0,0,0,0,0,0,0,0,0,0,6,81,0,0,1]
[2030,63,34,0,0,0,0,0,0,0,0,1133,197,0,124,1240,2986,33,0,0,0,52,0,75,0,0,0,0,1,0,0,34,157,0,44,0,50,31,37,0,0,0,0,0,0,0,0,0,0,0,1,23,0,0,0]
[2030,70,1,0,0,0,0,0,0,0,0,442,123,0,57,309,2521,8,0,0,0,27,0,38,0,0,0,0,0,0,0,1,90,0,24,0,14,0,12,0,0,0,0,0,0,0,0,0,0,0,0,2,0,0,0]
[2030,76,0,0,0,0,0,0,0,0,0,197,91,0,35,29,2176,0,0,0,0,7,0,20,0,0,0,0,0,0,0,0,61,0,8,0,0,0,0,0,0,0,0,0,0,0,0,0,0,0,0,0,0,0,0]
[2030,80,0,0,0,0,0,0,0,0,0,100,76,0,23,1,1880,0,0,0,0,3,0,5,0,0,0,0,0,0,0,0,47,0,0,0,0,0,0,0,0,0,0,0,0,0,0,0,0,0,0,0,0,0,0]
[2030,87,0,0,0,0,0,0,0,0,0,40,55,0,5,0,1028,0,0,0,0,0,0,0,0,0,0,0,0,0,0,0,27,0,0,0,0,0,0,0,0,0,0,0,0,0,0,0,0,0,0,0,0,0,0]
[2030,89,0,0,0,0,0,0,0,0,0,32,48,0,5,0,701,0,0,0,0,0,0,0,0,0,0,0,0,0,0,0,21,0,0,0,0,0,0,0,0,0,0,0,0,0,0,0,0,0,0,0,0,0,0]
[2030,94,0,0,0,0,0,0,0,0,0,14,30,0,1,0,155,0,0,0,0,0,0,0,0,0,0,0,0,0,0,0,2,0,0,0,0,0,0,0,0,0,0,0,0,0,0,0,0,0,0,0,0,0,0]
[2030,100,0,0,0,0,0,0,0,0,0,2,15,0,0,0,4,0,0,0,0,0,0,0,0,0,0,0,0,0,0,0,0,0,0,0,0,0,0,0,0,0,0,0,0,0,0,0,0,0,0,0,0,0,0]
[2030,106,0,0,0,0,0,0,0,0,0,0,2,0,0,0,0,0,0,0,0,0,0,0,0,0,0,0,0,0,0,0,0,0,0,0,0,0,0,0,0,0,0,0,0,0,0,0,0,0,0,0,0,0,0]
[2030,111,0,0,0,0,0,0,0,0,0,0,0,0,0,0,0,0,0,0,0,0,0,0,0,0,0,0,0,0,0,0,0,0,0,0,0,0,0,0,0,0,0,0,0,0,0,0,0,0,0,0,0,0,0]
[2030,117,0,0,0,0,0,0,0,0,0,0,0,0,0,0,0,0,0,0,0,0,0,0,0,0,0,0,0,0,0,0,0,0,0,0,0,0,0,0,0,0,0,0,0,0,0,0,0,0,0,0,0,0,0]
[2030,123,0,0,0,0,0,0,0,0,0,0,0,0,0,0,0,0,0,0,0,0,0,0,0,0,0,0,0,0,0,0,0,0,0,0,0,0,0,0,0,0,0,0,0,0,0,0,0,0,0,0,0,0,0]
[2030,128,0,0,0,0,0,0,0,0,0,0,0,0,0,0,0,0,0,0,0,0,0,0,0,0,0,0,0,0,0,0,0,0,0,0,0,0,0,0,0,0,0,0,0,0,0,0,0,0,0,0,0,0,0]
[2030,134,0,0,0,0,0,0,0,0,0,0,0,0,0,0,0,0,0,0,0,0,0,0,0,0,0,0,0,0,0,0,0,0,0,0,0,0,0,0,0,0,0,0,0,0,0,0,0,0,0,0,0,0,0]
[2030,140,0,0,0,0,0,0,0,0,0,0,0,0,0,0,0,0,0,0,0,0,0,0,0,0,0,0,0,0,0,0,0,0,0,0,0,0,0,0,0,0,0,0,0,0,0,0,0,0,0,0,0,0,0]
[2030,146,0,0,0,0,0,0,0,0,0,0,0,0,0,0,0,0,0,0,0,0,0,0,0,0,0,0,0,0,0,0,0,0,0,0,0,0,0,0,0,0,0,0,0,0,0,0,0,0,0,0,0,0,0]
[2030,149,0,0,0,0,0,0,0,0,0,0,0,0,0,0,0,0,0,0,0,0,0,0,0,0,0,0,0,0,0,0,0,0,0,0,0,0,0,0,0,0,0,0,0,0,0,0,0,0,0,0,0,0,0]
[2031,7,8760,8760,7384,8358,8513,6935,8760,8760,8736,8760,8760,7923,8760,8760,8760,8760,8725,8760,8732,8760,8756,8760,8760,8759,8760,8681,8759,8760,8760,8760,8753,8760,8760,8760,8760,8720,8760,0,8760,5379,8748,8760,0,0,54,8760,8377,8760,8760,8760,0,0,8760]
[2031,8,8760,8760,6620,7431,7681,5764,8759,8760,8659,8760,8760,7550,8760,8760,8760,8760,8018,8760,8180,8760,8756,8760,8760,8759,8760,8671,8759,8760,8760,8760,8753,8760,8760,8760,8760,8720,8760,0,8760,4234,8748,8760,0,0,24,8760,8170,8760,8760,8760,0,0,8760]
[2031,16,8605,8715,695,1135,802,185,5086,7589,4697,8760,8760,3721,8760,8695,8760,8760,2127,5190,1788,8760,7965,8760,8756,8376,6600,7023,8759,6337,5502,8605,8753,5766,8760,6099,8759,8677,8601,0,6238,42,4491,7969,0,0,0,5419,4657,2650,8671,8760,0,0,6830]
[2031,20,7844,8636,183,328,199,77,2659,6126,2888,8760,8760,1701,8745,8574,8708,8760,585,1889,680,8527,6139,8553,8051,7207,4863,5339,8153,3582,3447,7844,8753,3917,8230,4247,8716,8053,6999,0,4874,0,1986,5999,0,0,0,2571,3194,910,7584,8730,0,0,5628]
[2031,25,6095,8456,64,91,90,16,678,3511,708,8760,7936,569,8064,8016,8491,7192,152,364,195,6970,4483,6846,4466,5823,2239,3850,6083,1365,940,6095,8398,1278,6422,1521,7775,5948,5378,0,2262,0,663,3851,0,0,0,681,1023,221,5280,8392,0,0,2337]
[2031,33,4042,5101,5,26,9,0,43,790,30,8626,5863,93,4986,6266,6720,3643,58,74,0,3396,1238,4649,796,3472,296,1949,2708,282,101,4042,5437,159,3654,251,3453,3391,2322,0,254,0,64,1438,0,0,0,45,134,32,3061,5017,0,0,415]
[2031,37,3526,2633,0,0,0,0,6,386,0,8111,4906,44,3828,5589,6151,1591,26,38,0,1865,406,3619,329,2778,139,752,1548,86,48,3526,4317,104,2007,125,2812,2092,1127,0,104,0,31,719,0,0,0,6,53,20,2154,3691,0,0,191]
[2031,42,2773,452,0,0,0,0,1,148,0,6954,3003,20,2834,4663,5777,535,0,6,0,867,126,1905,82,2166,88,155,748,42,22,2773,3611,66,910,78,2190,572,383,0,52,0,5,241,0,0,0,0,9,13,669,2676,0,0,116]
[2031,50,1413,71,0,0,0,0,0,66,0,4615,1033,8,1407,3157,4405,124,0,0,0,240,49,379,17,518,30,0,151,6,0,1413,2058,23,215,31,399,109,115,0,10,0,0,38,0,0,0,0,0,5,103,1035,0,0,62]
[2031,54,559,34,0,0,0,0,0,46,0,3462,603,5,731,2572,4001,89,0,0,0,125,30,163,4,141,7,0,46,0,0,559,818,6,107,9,197,76,85,0,1,0,0,8,0,0,0,0,0,3,52,287,0,0,13]
[2031,59,148,1,0,0,0,0,0,19,0,2095,320,2,267,1936,3630,58,0,0,0,71,11,100,0,35,0,0,21,0,0,148,306,0,69,0,89,46,58,0,0,0,0,0,0,0,0,0,0,0,13,93,0,0,1]
[2031,66,20,0,0,0,0,0,0,0,0,892,158,0,96,934,2820,26,0,0,0,43,0,59,0,0,0,0,0,0,0,20,136,0,38,0,46,20,29,0,0,0,0,0,0,0,0,0,0,0,0,9,0,0,0]
[2031,71,1,0,0,0,0,0,0,0,0,454,123,0,58,327,2532,8,0,0,0,26,0,38,0,0,0,0,0,0,0,1,90,0,25,0,14,0,11,0,0,0,0,0,0,0,0,0,0,0,0,2,0,0,0]
[2031,76,0,0,0,0,0,0,0,0,0,235,97,0,38,58,2258,1,0,0,0,10,0,21,0,0,0,0,0,0,0,0,68,0,9,0,0,0,0,0,0,0,0,0,0,0,0,0,0,0,0,0,0,0,0]
[2031,78,0,0,0,0,0,0,0,0,0,184,87,0,33,21,2134,0,0,0,0,5,0,17,0,0,0,0,0,0,0,0,60,0,8,0,0,0,0,0,0,0,0,0,0,0,0,0,0,0,0,0,0,0,0]
[2031,83,0,0,0,0,0,0,0,0,0,83,71,0,16,0,1739,0,0,0,0,0,0,1,0,0,0,0,0,0,0,0,42,0,0,0,0,0,0,0,0,0,0,0,0,0,0,0,0,0,0,0,0,0,0]
[2031,91,0,0,0,0,0,0,0,0,0,29,43,0,5,0,614,0,0,0,0,0,0,0,0,0,0,0,0,0,0,0,18,0,0,0,0,0,0,0,0,0,0,0,0,0,0,0,0,0,0,0,0,0,0]
[2031,95,0,0,0,0,0,0,0,0,0,14,30,0,2,0,194,0,0,0,0,0,0,0,0,0,0,0,0,0,0,0,3,0,0,0,0,0,0,0,0,0,0,0,0,0,0,0,0,0,0,0,0,0,0]
[2031,100,{"$f":"INDEX(D2057:BC2057,MATCH($C$7,$D$7:$BC$7,0))","v":0},0,0,0,0,0,0,0,0,3,19,0,0,0,14,0,0,0,0,0,0,0,0,0,0,0,0,0,0,0,0,0,0,0,0,0,0,0,0,0,0,0,0,0,0,0,0,0,0,0,0,0,0]
[2031,108,0,0,0,0,0,0,0,0,0,0,1,0,0,0,0,0,0,0,0,0,0,0,0,0,0,0,0,0,0,0,0,0,0,0,0,0,0,0,0,0,0,0,0,0,0,0,0,0,0,0,0,0,0]
[2031,112,0,0,0,0,0,0,0,0,0,0,0,0,0,0,0,0,0,0,0,0,0,0,0,0,0,0,0,0,0,0,0,0,0,0,0,0,0,0,0,0,0,0,0,0,0,0,0,0,0,0,0,0,0]
[2031,119,0,0,0,0,0,0,0,0,0,0,0,0,0,0,0,0,0,0,0,0,0,0,0,0,0,0,0,0,0,0,0,0,0,0,0,0,0,0,0,0,0,0,0,0,0,0,0,0,0,0,0,0,0]
[2031,124,0,0,0,0,0,0,0,0,0,0,0,0,0,0,0,0,0,0,0,0,0,0,0,0,0,0,0,0,0,0,0,0,0,0,0,0,0,0,0,0,0,0,0,0,0,0,0,0,0,0,0,0,0]
[2031,129,0,0,0,0,0,0,0,0,0,0,0,0,0,0,0,0,0,0,0,0,0,0,0,0,0,0,0,0,0,0,0,0,0,0,0,0,0,0,0,0,0,0,0,0,0,0,0,0,0,0,0,0,0]
[2031,134,0,0,0,0,0,0,0,0,0,0,0,0,0,0,0,0,0,0,0,0,0,0,0,0,0,0,0,0,0,0,0,0,0,0,0,0,0,0,0,0,0,0,0,0,0,0,0,0,0,0,0,0,0]
[2031,141,0,0,0,0,0,0,0,0,0,0,0,0,0,0,0,0,0,0,0,0,0,0,0,0,0,0,0,0,0,0,0,0,0,0,0,0,0,0,0,0,0,0,0,0,0,0,0,0,0,0,0,0,0]
[2031,146,0,0,0,0,0,0,0,0,0,0,0,0,0,0,0,0,0,0,0,0,0,0,0,0,0,0,0,0,0,0,0,0,0,0,0,0,0,0,0,0,0,0,0,0,0,0,0,0,0,0,0,0,0]
[2032,1,8760,8760,8760,8760,8759,8760,8760,8760,8760,8760,8760,8334,8760,8760,8760,8760,8760,8760,8760,8760,8756,8760,8760,8760,8760,8743,8760,8760,8760,8760,8753,8760,8760,8760,8760,8725,8760,0,8760,8760,8749,8760,0,0,8738,8760,8753,8760,8760,8760,0,0,8760]
[2032,3,8760,8760,8760,8760,8759,8760,8760,8760,8760,8760,8760,8331,8760,8760,8760,8760,8760,8760,8760,8760,8756,8760,8760,8760,8760,8723,8759,8760,8760,8760,8753,8760,8760,8760,8760,8724,8760,0,8760,8760,8749,8760,0,0,3576,8760,8734,8760,8760,8760,0,0,8760]
[2032,8,8760,8760,6697,7471,7765,5854,8759,8760,8676,8760,8760,7617,8760,8760,8760,8760,8115,8760,8243,8760,8756,8760,8760,8759,8760,8672,8759,8760,8760,8760,8753,8760,8760,8760,8760,8720,8760,0,8760,4324,8748,8760,0,0,28,8760,8201,8760,8760,8760,0,0,8760]
[2032,18,8312,8677,391,682,428,106,4192,6833,3814,8760,8760,2800,8759,8633,8757,8760,1260,3941,1143,8752,7016,8760,8677,7962,5904,6348,8584,4976,4568,8312,8753,4917,8760,5488,8750,8529,7929,0,5639,11,3189,7309,0,0,0,4383,3929,1767,8324,8760,0,0,6216]
[2032,20,7928,8643,198,369,215,80,2830,6197,2991,8760,8760,1851,8753,8580,8713,8760,655,2094,724,8559,6211,8620,8149,7304,5023,5503,8223,3738,3635,7928,8753,4055,8403,4446,8716,8135,7123,0,5006,0,2142,6234,0,0,0,2771,3280,1020,7681,8740,0,0,5695]
[2032,27,5478,8220,48,75,66,0,347,2502,291,8759,7388,426,7652,7685,8197,6515,121,228,97,6367,3873,6410,3262,5129,1446,3569,5432,988,586,5478,8030,799,6100,1069,6291,5233,4733,0,1588,0,446,3438,0,0,0,417,563,142,4594,8130,0,0,1531]
[2032,32,4234,5829,12,39,21,0,51,988,48,8709,6226,142,5614,6540,6988,4412,71,91,0,4144,1792,5101,1090,3771,415,2469,3271,390,148,4234,6046,222,4494,339,3766,3760,2929,0,401,0,102,1887,0,0,0,73,178,40,3345,5857,0,0,547]
[2032,37,3605,3003,0,1,0,0,8,421,0,8285,5014,50,3983,5686,6211,1759,30,41,0,1993,458,3746,367,2869,148,964,1647,99,51,3605,4433,110,2232,131,2880,2263,1241,0,115,0,36,822,0,0,0,11,59,23,2294,3811,0,0,202]
[2032,44,2550,295,0,0,0,0,0,114,0,6614,2452,17,2637,4395,5622,395,0,1,0,678,111,1456,53,1992,77,92,593,31,14,2550,3421,57,758,70,1909,388,273,0,40,0,5,185,0,0,0,0,4,10,439,2441,0,0,103]
[2032,49,1765,88,0,0,0,0,0,75,0,5193,1263,10,1718,3461,4695,149,0,0,0,310,63,544,21,884,36,2,220,9,0,1765,2602,31,333,40,578,135,135,0,17,0,0,55,0,0,0,0,0,6,138,1484,0,0,73]
[2032,55,529,33,0,0,0,0,0,44,0,3430,579,5,707,2560,3997,87,0,0,0,124,26,161,3,129,5,0,39,0,0,529,797,6,107,7,191,74,82,0,1,0,0,8,0,0,0,0,0,3,49,275,0,0,12]
[2032,61,110,0,0,0,0,0,0,8,0,1862,280,1,216,1810,3523,49,0,0,0,65,10,93,0,19,0,0,16,0,0,110,266,0,60,0,80,44,49,0,0,0,0,0,0,0,0,0,0,0,5,77,0,0,1]
[2032,66,27,0,0,0,0,0,0,0,0,1022,171,0,111,1103,2900,28,0,0,0,44,0,64,0,0,0,0,0,0,0,27,150,0,43,0,47,24,31,0,0,0,0,0,0,0,0,0,0,0,0,13,0,0,0]
[2032,67,19,0,0,0,0,0,0,0,0,905,158,0,96,945,2828,26,0,0,0,41,0,59,0,0,0,0,0,0,0,19,136,0,40,0,44,20,28,0,0,0,0,0,0,0,0,0,0,0,0,9,0,0,0]
[2032,72,1,0,0,0,0,0,0,0,0,461,123,0,58,342,2543,7,0,0,0,25,0,38,0,0,0,0,0,0,0,1,91,0,25,0,14,0,10,0,0,0,0,0,0,0,0,0,0,0,0,2,0,0,0]
[2032,78,{"$f":"INDEX(D2185:BC2185,MATCH($C$7,$D$7:$BC$7,0))","v":0},0,0,0,0,0,0,0,0,211,91,0,36,37,2212,0,0,0,0,7,0,20,0,0,0,0,0,0,0,0,64,0,9,0,0,0,0,0,0,0,0,0,0,0,0,0,0,0,0,0,0,0,0]
[2032,87,0,0,0,0,0,0,0,0,0,61,62,0,5,0,1477,0,0,0,0,0,0,0,0,0,0,0,0,0,0,0,36,0,0,0,0,0,0,0,0,0,0,0,0,0,0,0,0,0,0,0,0,0,0]
[2032,90,0,0,0,0,0,0,0,0,0,39,50,0,5,0,1018,0,0,0,0,0,0,0,0,0,0,0,0,0,0,0,27,0,0,0,0,0,0,0,0,0,0,0,0,0,0,0,0,0,0,0,0,0,0]
[2032,96,0,0,0,0,0,0,0,0,0,17,30,0,2,0,232,0,0,0,0,0,0,0,0,0,0,0,0,0,0,0,5,0,0,0,0,0,0,0,0,0,0,0,0,0,0,0,0,0,0,0,0,0,0]
[2032,104,0,0,0,0,0,0,0,0,0,1,8,0,0,0,4,0,0,0,0,0,0,0,0,0,0,0,0,0,0,0,0,0,0,0,0,0,0,0,0,0,0,0,0,0,0,0,0,0,0,0,0,0,0]
[2032,107,0,0,0,0,0,0,0,0,0,0,4,0,0,0,0,0,0,0,0,0,0,0,0,0,0,0,0,0,0,0,0,0,0,0,0,0,0,0,0,0,0,0,0,0,0,0,0,0,0,0,0,0,0]
[2032,113,0,0,0,0,0,0,0,0,0,0,0,0,0,0,0,0,0,0,0,0,0,0,0,0,0,0,0,0,0,0,0,0,0,0,0,0,0,0,0,0,0,0,0,0,0,0,0,0,0,0,0,0,0]
[2032,115,0,0,0,0,0,0,0,0,0,0,0,0,0,0,0,0,0,0,0,0,0,0,0,0,0,0,0,0,0,0,0,0,0,0,0,0,0,0,0,0,0,0,0,0,0,0,0,0,0,0,0,0,0]
[2032,124,0,0,0,0,0,0,0,0,0,0,0,0,0,0,0,0,0,0,0,0,0,0,0,0,0,0,0,0,0,0,0,0,0,0,0,0,0,0,0,0,0,0,0,0,0,0,0,0,0,0,0,0,0]
[2032,130,0,0,0,0,0,0,0,0,0,0,0,0,0,0,0,0,0,0,0,0,0,0,0,0,0,0,0,0,0,0,0,0,0,0,0,0,0,0,0,0,0,0,0,0,0,0,0,0,0,0,0,0,0]
[2032,132,0,0,0,0,0,0,0,0,0,0,0,0,0,0,0,0,0,0,0,0,0,0,0,0,0,0,0,0,0,0,0,0,0,0,0,0,0,0,0,0,0,0,0,0,0,0,0,0,0,0,0,0,0]
[2032,137,0,0,0,0,0,0,0,0,0,0,0,0,0,0,0,0,0,0,0,0,0,0,0,0,0,0,0,0,0,0,0,0,0,0,0,0,0,0,0,0,0,0,0,0,0,0,0,0,0,0,0,0,0]
[2032,147,0,0,0,0,0,0,0,0,0,0,0,0,0,0,0,0,0,0,0,0,0,0,0,0,0,0,0,0,0,0,0,0,0,0,0,0,0,0,0,0,0,0,0,0,0,0,0,0,0,0,0,0,0]
[2032,148,0,0,0,0,0,0,0,0,0,0,0,0,0,0,0,0,0,0,0,0,0,0,0,0,0,0,0,0,0,0,0,0,0,0,0,0,0,0,0,0,0,0,0,0,0,0,0,0,0,0,0,0,0]
[2033,4,8760,8760,8760,8760,8759,8760,8760,8760,8760,8760,8760,8331,8760,8760,8760,8760,8760,8760,8760,8760,8756,8760,8760,8760,8760,8714,8759,8760,8760,8760,8753,8760,8760,8760,8760,8722,8760,0,8760,8759,8749,8760,0,0,1321,8760,8694,8760,8760,8760,0,0,8760]
[2033,8,8760,8760,6763,7531,7838,5974,8759,8760,8693,8760,8760,7676,8760,8760,8760,8760,8226,8760,8315,8760,8756,8760,8760,8759,8760,8674,8759,8760,8760,8760,8753,8760,8760,8760,8760,8720,8760,0,8760,4399,8748,8760,0,0,32,8760,8223,8760,8760,8760,0,0,8760]
[2033,16,8646,8723,790,1266,910,221,5332,7748,4863,8760,8760,4102,8760,8711,8760,8760,2503,5454,2035,8760,8172,8760,8759,8425,6815,7316,8759,6576,5781,8646,8753,5943,8760,6253,8760,8700,8691,0,6473,45,4931,8140,0,0,0,5631,4867,3081,8698,8760,0,0,6957]
[2033,21,7718,8630,153,288,175,68,2415,5950,2817,8760,8759,1633,8736,8570,8702,8758,527,1688,627,8434,6014,8437,7783,7113,4693,5270,7978,3321,3161,7718,8753,3739,8165,3972,8714,7934,6815,0,4779,0,1855,5907,0,0,0,2299,3055,854,7427,8719,0,0,5467]
[2033,25,6359,8524,73,93,96,22,852,3943,1104,8760,8105,691,8228,8187,8561,7474,174,482,250,7152,4709,7085,4995,6079,2777,4047,6312,1554,1156,6359,8541,1514,6682,1767,8223,6299,5630,0,2724,0,790,4153,0,0,0,825,1295,291,5592,8470,0,0,2764]
[2033,33,4171,5575,9,35,16,0,47,896,46,8694,6062,133,5421,6441,6904,4107,68,86,0,3784,1551,4929,955,3660,377,2364,3002,334,131,4171,5834,191,4330,303,3645,3608,2684,0,353,0,89,1795,0,0,0,63,166,38,3242,5546,0,0,485]
[2033,38,3539,2725,0,0,0,0,6,374,0,8150,4858,47,3885,5619,6173,1583,27,39,0,1824,404,3629,324,2786,140,908,1529,86,48,3539,4347,104,2141,125,2816,2097,1125,0,112,0,33,780,0,0,0,6,53,22,2173,3708,0,0,189]
[2033,42,2980,712,0,0,0,0,3,174,0,7328,3407,25,3052,4973,5882,670,2,10,0,1013,150,2353,106,2297,93,309,856,49,29,2980,3797,74,1197,83,2353,795,491,0,63,0,10,362,0,0,0,0,13,13,968,2924,0,0,128]
[2033,50,1719,85,0,0,0,0,0,74,0,5123,1199,10,1683,3425,4661,147,0,0,0,291,59,507,21,812,35,2,198,8,0,1719,2552,29,333,40,539,130,132,0,16,0,0,55,0,0,0,0,0,6,126,1413,0,0,70]
[2033,51,1504,76,0,0,0,0,0,67,0,4804,1049,8,1511,3261,4503,126,0,0,0,246,51,415,18,589,33,0,158,6,0,1504,2241,25,268,34,441,114,120,0,11,0,0,48,0,0,0,0,0,6,109,1145,0,0,64]
[2033,57,375,29,0,0,0,0,0,40,0,3093,487,4,563,2410,3920,80,0,0,0,98,24,136,1,93,3,0,36,0,0,375,639,2,96,5,159,61,78,0,0,0,0,4,0,0,0,0,0,3,39,200,0,0,11]
[2033,62,105,0,0,0,0,0,0,7,0,1861,272,2,213,1809,3524,48,0,0,0,63,10,93,0,16,0,0,14,0,0,105,264,0,64,0,78,44,47,0,0,0,0,0,0,0,0,0,0,0,4,76,0,0,1]
[2033,68,19,0,0,0,0,0,0,0,0,916,157,0,98,953,2832,25,0,0,0,40,0,59,0,0,0,0,0,0,0,19,136,0,40,0,44,20,27,0,0,0,0,0,0,0,0,0,0,0,0,9,0,0,0]
[2033,74,1,0,0,0,0,0,0,0,0,412,116,0,55,269,2500,4,0,0,0,21,0,35,0,0,0,0,0,0,0,1,86,0,25,0,10,0,10,0,0,0,0,0,0,0,0,0,0,0,0,2,0,0,0]
[2033,79,0,0,0,0,0,0,0,0,0,219,91,0,37,46,2228,0,0,0,0,7,0,21,0,0,0,0,0,0,0,0,64,0,9,0,0,0,0,0,0,0,0,0,0,0,0,0,0,0,0,0,0,0,0]
[2033,83,0,0,0,0,0,0,0,0,0,143,76,0,27,4,1960,0,0,0,0,3,0,6,0,0,0,0,0,0,0,0,47,0,6,0,0,0,0,0,0,0,0,0,0,0,0,0,0,0,0,0,0,0,0]
[2033,91,0,0,0,0,0,0,0,0,0,45,50,0,5,0,1082,0,0,0,0,0,0,0,0,0,0,0,0,0,0,0,27,0,0,0,0,0,0,0,0,0,0,0,0,0,0,0,0,0,0,0,0,0,0]
[2033,96,0,0,0,0,0,0,0,0,0,19,32,0,4,0,358,0,0,0,0,0,0,0,0,0,0,0,0,0,0,0,13,0,0,0,0,0,0,0,0,0,0,0,0,0,0,0,0,0,0,0,0,0,0]
[2033,100,0,0,0,0,0,0,0,0,0,9,26,0,1,0,84,0,0,0,0,0,0,0,0,0,0,0,0,0,0,0,0,0,0,0,0,0,0,0,0,0,0,0,0,0,0,0,0,0,0,0,0,0,0]
[2033,108,0,0,0,0,0,0,0,0,0,0,4,0,0,0,0,0,0,0,0,0,0,0,0,0,0,0,0,0,0,0,0,0,0,0,0,0,0,0,0,0,0,0,0,0,0,0,0,0,0,0,0,0,0]
[2033,111,0,0,0,0,0,0,0,0,0,0,1,0,0,0,0,0,0,0,0,0,0,0,0,0,0,0,0,0,0,0,0,0,0,0,0,0,0,0,0,0,0,0,0,0,0,0,0,0,0,0,0,0,0]
[2033,120,{"$f":"INDEX(D2377:BC2377,MATCH($C$7,$D$7:$BC$7,0))","v":0},0,0,0,0,0,0,0,0,0,0,0,0,0,0,0,0,0,0,0,0,0,0,0,0,0,0,0,0,0,0,0,0,0,0,0,0,0,0,0,0,0,0,0,0,0,0,0,0,0,0,0,0]
[2033,125,0,0,0,0,0,0,0,0,0,0,0,0,0,0,0,0,0,0,0,0,0,0,0,0,0,0,0,0,0,0,0,0,0,0,0,0,0,0,0,0,0,0,0,0,0,0,0,0,0,0,0,0,0]
[2033,126,0,0,0,0,0,0,0,0,0,0,0,0,0,0,0,0,0,0,0,0,0,0,0,0,0,0,0,0,0,0,0,0,0,0,0,0,0,0,0,0,0,0,0,0,0,0,0,0,0,0,0,0,0]
[2033,132,0,0,0,0,0,0,0,0,0,0,0,0,0,0,0,0,0,0,0,0,0,0,0,0,0,0,0,0,0,0,0,0,0,0,0,0,0,0,0,0,0,0,0,0,0,0,0,0,0,0,0,0,0]
[2033,137,0,0,0,0,0,0,0,0,0,0,0,0,0,0,0,0,0,0,0,0,0,0,0,0,0,0,0,0,0,0,0,0,0,0,0,0,0,0,0,0,0,0,0,0,0,0,0,0,0,0,0,0,0]
[2033,143,0,0,0,0,0,0,0,0,0,0,0,0,0,0,0,0,0,0,0,0,0,0,0,0,0,0,0,0,0,0,0,0,0,0,0,0,0,0,0,0,0,0,0,0,0,0,0,0,0,0,0,0,0]
[2033,149,0,0,0,0,0,0,0,0,0,0,0,0,0,0,0,0,0,0,0,0,0,0,0,0,0,0,0,0,0,0,0,0,0,0,0,0,0,0,0,0,0,0,0,0,0,0,0,0,0,0,0,0,0]
[2034,4,8760,8760,8760,8760,8759,8760,8760,8760,8760,8760,8760,8331,8760,8760,8760,8760,8760,8760,8760,8760,8756,8760,8760,8760,8760,8714,8759,8760,8760,8760,8753,8760,8760,8760,8760,8722,8760,0,8760,8759,8749,8760,0,0,1393,8760,8697,8760,8760,8760,0,0,8760]
[2034,10,8760,8760,5589,6405,6277,3847,8672,8760,8148,8760,8760,7023,8760,8760,8760,8760,6887,8386,7250,8760,8756,8760,8760,8759,8760,8656,8759,8760,8708,8760,8753,8698,8760,8760,8760,8720,8760,0,8760,2740,8573,8760,0,0,0,8697,7722,8549,8760,8760,0,0,8760]
[2034,16,8661,8727,852,1370,972,244,5458,7828,4948,8760,8760,4293,8760,8726,8760,8760,2685,5540,2167,8760,8264,8760,8760,8453,6921,7429,8759,6699,5927,8661,8753,6034,8760,6331,8760,8706,8710,0,6608,49,5152,8208,0,0,0,5740,4963,3314,8708,8760,0,0,6999]
[2034,19,8233,8668,335,576,354,98,3903,6639,3648,8760,8760,2694,8759,8623,8749,8760,1097,3558,1044,8702,6783,8754,8625,7811,5713,6248,8508,4645,4366,8233,8753,4722,8758,5280,8740,8446,7736,0,5529,1,2974,7173,0,0,0,3983,3759,1628,8165,8760,0,0,6056]
[2034,28,5390,8176,46,73,64,0,298,2343,280,8759,7283,433,7598,7649,8170,6406,119,216,94,6215,3794,6356,3054,5035,1376,3580,5304,939,551,5390,7989,762,6111,1016,6054,5122,4625,0,1580,0,438,3460,0,0,0,392,510,143,4511,8093,0,0,1399]
[2034,33,4229,5800,11,38,20,0,50,955,48,8711,6153,154,5614,6549,6997,4306,71,91,0,3990,1727,5069,1034,3746,410,2525,3163,372,145,4229,6056,217,4645,333,3736,3728,2870,0,415,0,105,1951,0,0,0,73,177,44,3328,5809,0,0,527]
[2034,36,3854,4248,1,7,0,0,28,579,9,8532,5443,74,4537,6033,6483,2701,47,62,0,2586,808,4269,547,3190,217,1634,2120,160,73,3854,5005,127,3158,175,3161,2920,1731,0,181,0,54,1224,0,0,0,25,101,31,2728,4404,0,0,282]
[2034,45,2591,323,0,0,0,0,0,114,0,6730,2450,20,2685,4470,5682,404,0,1,0,679,111,1527,53,2019,79,131,597,32,15,2591,3482,58,850,71,1952,409,288,0,46,0,5,222,0,0,0,0,5,10,465,2485,0,0,103]
[2034,46,2436,234,0,0,0,0,0,103,0,6472,2128,17,2543,4292,5551,329,0,0,0,590,103,1259,42,1875,73,85,503,23,10,2436,3351,54,729,65,1729,319,243,0,38,0,4,177,0,0,0,0,1,9,363,2328,0,0,96]
[2034,53,1248,66,0,0,0,0,0,60,0,4461,860,8,1303,3075,4358,114,0,0,0,189,46,310,13,380,26,0,113,5,0,1248,1827,20,218,28,332,102,102,0,10,0,0,39,0,0,0,0,0,5,96,845,0,0,27]
[2034,57,479,33,0,0,0,0,0,43,0,3361,531,5,670,2531,3981,84,0,0,0,110,26,155,1,115,5,0,36,0,0,479,745,4,114,6,178,67,82,0,1,0,0,8,0,0,0,0,0,3,48,249,0,0,12]
[2034,63,102,0,0,0,0,0,0,7,0,1858,260,2,212,1809,3524,48,0,0,0,62,9,93,0,14,0,0,14,0,0,102,264,0,64,0,75,43,46,0,0,0,0,0,0,0,0,0,0,0,4,74,0,0,0]
[2034,70,13,0,0,0,0,0,0,0,0,817,149,0,88,837,2777,23,0,0,0,35,0,57,0,0,0,0,0,0,0,13,124,0,38,0,39,17,23,0,0,0,0,0,0,0,0,0,0,0,0,6,0,0,0]
[2034,74,1,0,0,0,0,0,0,0,0,481,119,0,59,372,2554,7,0,0,0,23,0,38,0,0,0,0,0,0,0,1,93,0,28,0,14,0,10,0,0,0,0,0,0,0,0,0,0,0,0,2,0,0,0]
[2034,79,0,0,0,0,0,0,0,0,0,264,95,0,39,82,2303,1,0,0,0,9,0,21,0,0,0,0,0,0,0,0,69,0,17,0,0,0,0,0,0,0,0,0,0,0,0,0,0,0,0,0,0,0,0]
[2034,86,0,0,0,0,0,0,0,0,0,92,70,0,20,0,1836,0,0,0,0,0,0,1,0,0,0,0,0,0,0,0,45,0,1,0,0,0,0,0,0,0,0,0,0,0,0,0,0,0,0,0,0,0,0]
[2034,92,0,0,0,0,0,0,0,0,0,46,50,0,5,0,1147,0,0,0,0,0,0,0,0,0,0,0,0,0,0,0,27,0,0,0,0,0,0,0,0,0,0,0,0,0,0,0,0,0,0,0,0,0,0]
[2034,96,0,0,0,0,0,0,0,0,0,25,35,0,4,0,546,0,0,0,0,0,0,0,0,0,0,0,0,0,0,0,16,0,0,0,0,0,0,0,0,0,0,0,0,0,0,0,0,0,0,0,0,0,0]
[2034,103,0,0,0,0,0,0,0,0,0,7,20,0,0,0,37,0,0,0,0,0,0,0,0,0,0,0,0,0,0,0,0,0,0,0,0,0,0,0,0,0,0,0,0,0,0,0,0,0,0,0,0,0,0]
[2034,109,0,0,0,0,0,0,0,0,0,0,4,0,0,0,0,0,0,0,0,0,0,0,0,0,0,0,0,0,0,0,0,0,0,0,0,0,0,0,0,0,0,0,0,0,0,0,0,0,0,0,0,0,0]
[2034,113,0,0,0,0,0,0,0,0,0,0,1,0,0,0,0,0,0,0,0,0,0,0,0,0,0,0,0,0,0,0,0,0,0,0,0,0,0,0,0,0,0,0,0,0,0,0,0,0,0,0,0,0,0]
[2034,116,0,0,0,0,0,0,0,0,0,0,0,0,0,0,0,0,0,0,0,0,0,0,0,0,0,0,0,0,0,0,0,0,0,0,0,0,0,0,0,0,0,0,0,0,0,0,0,0,0,0,0,0,0]
[2034,121,0,0,0,0,0,0,0,0,0,0,0,0,0,0,0,0,0,0,0,0,0,0,0,0,0,0,0,0,0,0,0,0,0,0,0,0,0,0,0,0,0,0,0,0,0,0,0,0,0,0,0,0,0]
[2034,130,0,0,0,0,0,0,0,0,0,0,0,0,0,0,0,0,0,0,0,0,0,0,0,0,0,0,0,0,0,0,0,0,0,0,0,0,0,0,0,0,0,0,0,0,0,0,0,0,0,0,0,0,0]
[2034,133,0,0,0,0,0,0,0,0,0,0,0,0,0,0,0,0,0,0,0,0,0,0,0,0,0,0,0,0,0,0,0,0,0,0,0,0,0,0,0,0,0,0,0,0,0,0,0,0,0,0,0,0,0]
[2034,139,0,0,0,0,0,0,0,0,0,0,0,0,0,0,0,0,0,0,0,0,0,0,0,0,0,0,0,0,0,0,0,0,0,0,0,0,0,0,0,0,0,0,0,0,0,0,0,0,0,0,0,0,0]
[2034,144,0,0,0,0,0,0,0,0,0,0,0,0,0,0,0,0,0,0,0,0,0,0,0,0,0,0,0,0,0,0,0,0,0,0,0,0,0,0,0,0,0,0,0,0,0,0,0,0,0,0,0,0,0]
[2034,150,0,0,0,0,0,0,0,0,0,0,0,0,0,0,0,0,0,0,0,0,0,0,0,0,0,0,0,0,0,0,0,0,0,0,0,0,0,0,0,0,0,0,0,0,0,0,0,0,0,0,0,0,0]
[2035,6,8760,8760,8674,8760,8759,8356,8760,8760,8760,8760,8760,8312,8760,8760,8760,8760,8760,8760,8760,8760,8756,8760,8760,8760,8760,8696,8759,8760,8760,8760,8753,8760,8760,8760,8760,8721,8760,0,8760,7841,8748,8760,0,0,179,8760,8575,8760,8760,8760,0,0,8760]
[2035,12,{"$f":"INDEX(D2569:BC2569,MATCH($C$7,$D$7:$BC$7,0))","v":8760},8756,3387,4721,3862,1733,8202,8760,7404,8760,8760,6539,8760,8760,8760,8760,5973,7186,5938,8760,8756,8760,8760,8715,8721,8617,8759,8723,8129,8760,8753,8193,8760,8107,8760,8719,8760,0,8456,875,7952,8760,0,0,0,8012,6989,7303,8760,8760,0,0,8721]
[2035,17,8596,8714,666,1098,759,168,5054,7503,4717,8760,8760,3921,8760,8696,8760,8760,2138,5194,1793,8760,7876,8760,8753,8369,6583,7159,8747,6230,5473,8596,8753,5691,8760,6082,8759,8668,8573,0,6306,36,4558,8042,0,0,0,5377,4595,2826,8661,8760,0,0,6736]
[2035,23,7232,8610,104,180,130,50,1700,5381,2495,8760,8713,1265,8648,8540,8671,8505,338,1080,480,7994,5631,7985,6762,6786,4225,4852,7380,2591,2276,7232,8743,2937,7703,3009,8707,7484,6356,0,4220,0,1424,5333,0,0,0,1659,2501,632,6883,8666,0,0,4808]
[2035,29,5197,7979,42,67,54,0,219,2086,225,8759,7129,406,7409,7545,8021,6214,108,175,71,5933,3610,6211,2659,4811,1200,3475,5057,848,455,5197,7863,638,6025,865,5517,4899,4422,0,1400,0,388,3324,0,0,0,310,423,130,4333,7950,0,0,1215]
[2035,34,4164,5562,9,34,14,0,47,868,47,8694,5998,142,5423,6452,6920,4027,68,86,0,3675,1498,4906,902,3640,376,2445,2923,324,128,4164,5842,188,4461,298,3616,3590,2630,0,372,0,90,1862,0,0,0,63,164,39,3223,5511,0,0,466]
[2035,40,3394,2094,0,0,0,0,4,302,0,8006,4513,46,3666,5512,6104,1298,21,32,0,1539,301,3402,239,2669,120,755,1325,65,41,3394,4216,98,2006,108,2705,1736,924,0,102,0,26,716,0,0,0,5,47,20,1924,3513,0,0,166]
[2035,41,3259,1492,0,0,0,0,4,248,0,7824,4146,38,3439,5361,6040,1062,16,24,0,1351,234,3137,192,2538,111,606,1149,60,38,3259,4092,92,1763,101,2604,1376,762,0,87,0,23,598,0,0,0,4,31,19,1618,3324,0,0,150]
[2035,49,2090,126,0,0,0,0,0,84,0,5833,1590,13,2131,3875,5107,211,0,0,0,410,79,800,29,1378,54,25,310,13,3,2090,3032,39,527,55,1084,186,166,0,27,0,0,112,0,0,0,0,0,8,197,1914,0,0,83]
[2035,53,1401,71,0,0,0,0,0,64,0,4708,933,8,1440,3209,4443,120,0,0,0,212,48,366,14,497,30,0,132,6,0,1401,2116,22,266,31,378,107,111,0,11,0,0,48,0,0,0,0,0,6,102,1018,0,0,34]
[2035,58,456,32,0,0,0,0,0,43,0,3332,510,5,655,2514,3977,83,0,0,0,104,26,149,1,110,5,0,36,0,0,456,730,3,114,6,170,64,81,0,1,0,0,9,0,0,0,0,0,3,46,238,0,0,11]
[2035,66,55,0,0,0,0,0,0,2,0,1473,203,0,164,1588,3253,41,0,0,0,54,2,81,0,2,0,0,2,0,0,55,203,0,55,0,58,35,39,0,0,0,0,0,0,0,0,0,0,0,2,47,0,0,0]
[2035,70,19,0,0,0,0,0,0,0,0,928,154,0,103,990,2843,24,0,0,0,39,0,59,0,0,0,0,0,0,0,19,137,0,43,0,44,20,27,0,0,0,0,0,0,0,0,0,0,0,0,9,0,0,0]
[2035,75,1,0,0,0,0,0,0,0,0,491,119,0,61,388,2567,7,0,0,0,22,0,38,0,0,0,0,0,0,0,1,94,0,30,0,14,0,10,0,0,0,0,0,0,0,0,0,0,0,0,2,0,0,0]
[2035,81,0,0,0,0,0,0,0,0,0,236,91,0,38,58,2262,0,0,0,0,7,0,21,0,0,0,0,0,0,0,0,68,0,16,0,0,0,0,0,0,0,0,0,0,0,0,0,0,0,0,0,0,0,0]
[2035,87,0,0,0,0,0,0,0,0,0,96,70,0,21,0,1870,0,0,0,0,0,0,1,0,0,0,0,0,0,0,0,46,0,4,0,0,0,0,0,0,0,0,0,0,0,0,0,0,0,0,0,0,0,0]
[2035,92,0,0,0,0,0,0,0,0,0,54,55,0,5,0,1366,0,0,0,0,0,0,0,0,0,0,0,0,0,0,0,34,0,0,0,0,0,0,0,0,0,0,0,0,0,0,0,0,0,0,0,0,0,0]
[2035,98,0,0,0,0,0,0,0,0,0,25,32,0,4,0,480,0,0,0,0,0,0,0,0,0,0,0,0,0,0,0,15,0,0,0,0,0,0,0,0,0,0,0,0,0,0,0,0,0,0,0,0,0,0]
[2035,104,0,0,0,0,0,0,0,0,0,8,21,0,0,0,53,0,0,0,0,0,0,0,0,0,0,0,0,0,0,0,0,0,0,0,0,0,0,0,0,0,0,0,0,0,0,0,0,0,0,0,0,0,0]
[2035,109,0,0,0,0,0,0,0,0,0,1,5,0,0,0,4,0,0,0,0,0,0,0,0,0,0,0,0,0,0,0,0,0,0,0,0,0,0,0,0,0,0,0,0,0,0,0,0,0,0,0,0,0,0]
[2035,111,0,0,0,0,0,0,0,0,0,0,4,0,0,0,0,0,0,0,0,0,0,0,0,0,0,0,0,0,0,0,0,0,0,0,0,0,0,0,0,0,0,0,0,0,0,0,0,0,0,0,0,0,0]
[2035,116,0,0,0,0,0,0,0,0,0,0,0,0,0,0,0,0,0,0,0,0,0,0,0,0,0,0,0,0,0,0,0,0,0,0,0,0,0,0,0,0,0,0,0,0,0,0,0,0,0,0,0,0,0]
[2035,124,0,0,0,0,0,0,0,0,0,0,0,0,0,0,0,0,0,0,0,0,0,0,0,0,0,0,0,0,0,0,0,0,0,0,0,0,0,0,0,0,0,0,0,0,0,0,0,0,0,0,0,0,0]
[2035,128,0,0,0,0,0,0,0,0,0,0,0,0,0,0,0,0,0,0,0,0,0,0,0,0,0,0,0,0,0,0,0,0,0,0,0,0,0,0,0,0,0,0,0,0,0,0,0,0,0,0,0,0,0]
[2035,133,0,0,0,0,0,0,0,0,0,0,0,0,0,0,0,0,0,0,0,0,0,0,0,0,0,0,0,0,0,0,0,0,0,0,0,0,0,0,0,0,0,0,0,0,0,0,0,0,0,0,0,0,0]
[2035,141,0,0,0,0,0,0,0,0,0,0,0,0,0,0,0,0,0,0,0,0,0,0,0,0,0,0,0,0,0,0,0,0,0,0,0,0,0,0,0,0,0,0,0,0,0,0,0,0,0,0,0,0,0]
[2035,145,0,0,0,0,0,0,0,0,0,0,0,0,0,0,0,0,0,0,0,0,0,0,0,0,0,0,0,0,0,0,0,0,0,0,0,0,0,0,0,0,0,0,0,0,0,0,0,0,0,0,0,0,0]
[2035,150,0,0,0,0,0,0,0,0,0,0,0,0,0,0,0,0,0,0,0,0,0,0,0,0,0,0,0,0,0,0,0,0,0,0,0,0,0,0,0,0,0,0,0,0,0,0,0,0,0,0,0,0,0]
[2036,8,8760,8760,6983,7857,8075,6313,8760,8760,8722,8760,8760,7848,8760,8760,8760,8760,8506,8760,8516,8760,8756,8760,8760,8759,8760,8678,8759,8760,8760,8760,8753,8760,8760,8760,8760,8720,8760,0,8760,4638,8748,8760,0,0,43,8760,8290,8760,8760,8760,0,0,8760]
[2036,12,8760,8757,3549,4956,4038,1841,8265,8760,7530,8760,8760,6602,8760,8760,8760,8760,6065,7307,6157,8760,8756,8760,8760,8722,8741,8622,8759,8725,8213,8760,8753,8286,8760,8184,8760,8719,8760,0,8528,974,8050,8760,0,0,0,8099,7060,7474,8760,8760,0,0,8745]
[2036,17,8626,8718,718,1155,795,187,5159,7565,4802,8760,8760,4089,8760,8703,8760,8760,2315,5332,1921,8760,7986,8760,8754,8388,6672,7290,8758,6371,5604,8626,8753,5815,8760,6160,8760,8682,8617,0,6406,40,4783,8125,0,0,0,5478,4697,3034,8681,8760,0,0,6806]
[2036,24,6990,8600,86,154,119,42,1444,5069,2258,8760,8581,1135,8566,8495,8660,8235,273,905,426,7763,5400,7765,6265,6620,3967,4679,7107,2289,1928,6990,8725,2542,7477,2612,8704,7217,6182,0,3910,0,1255,5056,0,0,0,1388,2204,553,6576,8641,0,0,4288]
[2036,29,5327,8121,45,72,58,0,260,2214,271,8759,7204,444,7547,7626,8133,6312,117,204,90,6062,3701,6301,2846,4949,1310,3599,5177,899,521,5327,7957,703,6124,957,5842,5037,4539,0,1569,0,430,3483,0,0,0,364,481,147,4433,8036,0,0,1303]
[2036,34,4221,5786,11,38,17,0,50,921,48,8712,6089,165,5612,6558,7011,4239,71,91,0,3856,1659,5047,980,3732,402,2578,3073,358,145,4221,6056,209,4758,328,3710,3698,2813,0,430,0,108,2012,0,0,0,71,173,44,3308,5773,0,0,499]
[2036,36,3981,4838,1,20,3,0,33,659,29,8611,5609,104,4854,6223,6681,3194,56,72,0,2925,1005,4509,656,3372,262,2067,2358,217,90,3981,5297,147,3825,212,3339,3185,2029,0,255,0,63,1521,0,0,0,36,116,34,2937,4774,0,0,338]
[2036,42,3216,1297,0,0,0,0,4,218,0,7753,3968,38,3362,5308,6027,966,14,22,0,1249,209,2998,164,2484,107,573,1056,59,37,3216,4044,88,1707,100,2563,1222,685,0,86,0,22,567,0,0,0,3,25,19,1434,3251,0,0,144]
[2036,51,1907,101,0,0,0,0,0,79,0,5519,1315,11,1910,3670,4890,160,0,0,0,320,69,630,24,1075,40,11,234,11,1,1907,2835,34,448,46,712,146,138,0,23,0,0,82,0,0,0,0,0,6,156,1658,0,0,75]
[2036,53,1538,77,0,0,0,0,0,66,0,4941,1015,10,1564,3334,4573,125,0,0,0,235,51,422,17,623,34,2,152,6,0,1538,2365,27,327,35,447,115,120,0,15,0,0,55,0,0,0,0,0,6,111,1212,0,0,62]
[2036,59,433,31,0,0,0,0,0,40,0,3302,479,5,637,2508,3969,82,0,0,0,98,25,145,1,105,3,0,36,0,0,433,715,3,114,5,165,63,81,0,1,0,0,10,0,0,0,0,0,3,44,232,0,0,11]
[2036,62,191,14,0,0,0,0,0,19,0,2515,332,4,373,2145,3776,64,0,0,0,73,14,110,0,52,0,0,23,0,0,191,404,0,79,0,108,48,63,0,0,0,0,2,0,0,0,0,0,2,19,113,0,0,2]
[2036,70,27,0,0,0,0,0,0,0,0,1048,158,0,112,1160,2932,27,0,0,0,42,0,63,0,0,0,0,0,0,0,27,151,0,49,0,47,23,30,0,0,0,0,0,0,0,0,0,0,0,0,13,0,0,0]
[2036,77,1,0,0,0,0,0,0,0,0,448,114,0,56,314,2528,4,0,0,0,18,0,35,0,0,0,0,0,0,0,1,88,0,28,0,10,0,10,0,0,0,0,0,0,0,0,0,0,0,0,2,0,0,0]
[2036,82,0,0,0,0,0,0,0,0,0,250,91,0,38,65,2272,0,0,0,0,7,0,21,0,0,0,0,0,0,0,0,68,0,17,0,0,0,0,0,0,0,0,0,0,0,0,0,0,0,0,0,0,0,0]
[2036,88,0,0,0,0,0,0,0,0,0,100,70,0,21,1,1887,0,0,0,0,0,0,1,0,0,0,0,0,0,0,0,47,0,6,0,0,0,0,0,0,0,0,0,0,0,0,0,0,0,0,0,0,0,0]
[2036,94,0,0,0,0,0,0,0,0,0,51,50,0,5,0,1289,0,0,0,0,0,0,0,0,0,0,0,0,0,0,0,31,0,0,0,0,0,0,0,0,0,0,0,0,0,0,0,0,0,0,0,0,0,0]
[2036,99,0,0,0,0,0,0,0,0,0,26,32,0,4,0,550,0,0,0,0,0,0,0,0,0,0,0,0,0,0,0,15,0,0,0,0,0,0,0,0,0,0,0,0,0,0,0,0,0,0,0,0,0,0]
[2036,100,0,0,0,0,0,0,0,0,0,22,31,0,4,0,429,0,0,0,0,0,0,0,0,0,0,0,0,0,0,0,15,0,0,0,0,0,0,0,0,0,0,0,0,0,0,0,0,0,0,0,0,0,0]
[2036,105,0,0,0,0,0,0,0,0,0,9,21,0,0,0,75,0,0,0,0,0,0,0,0,0,0,0,0,0,0,0,0,0,0,0,0,0,0,0,0,0,0,0,0,0,0,0,0,0,0,0,0,0,0]
[2036,112,0,0,0,0,0,0,0,0,0,0,4,0,0,0,1,0,0,0,0,0,0,0,0,0,0,0,0,0,0,0,0,0,0,0,0,0,0,0,0,0,0,0,0,0,0,0,0,0,0,0,0,0,0]
[2036,117,0,0,0,0,0,0,0,0,0,0,0,0,0,0,0,0,0,0,0,0,0,0,0,0,0,0,0,0,0,0,0,0,0,0,0,0,0,0,0,0,0,0,0,0,0,0,0,0,0,0,0,0,0]
[2036,122,0,0,0,0,0,0,0,0,0,0,0,0,0,0,0,0,0,0,0,0,0,0,0,0,0,0,0,0,0,0,0,0,0,0,0,0,0,0,0,0,0,0,0,0,0,0,0,0,0,0,0,0,0]
[2036,129,0,0,0,0,0,0,0,0,0,0,0,0,0,0,0,0,0,0,0,0,0,0,0,0,0,0,0,0,0,0,0,0,0,0,0,0,0,0,0,0,0,0,0,0,0,0,0,0,0,0,0,0,0]
[2036,137,0,0,0,0,0,0,0,0,0,0,0,0,0,0,0,0,0,0,0,0,0,0,0,0,0,0,0,0,0,0,0,0,0,0,0,0,0,0,0,0,0,0,0,0,0,0,0,0,0,0,0,0,0]
[2036,140,0,0,0,0,0,0,0,0,0,0,0,0,0,0,0,0,0,0,0,0,0,0,0,0,0,0,0,0,0,0,0,0,0,0,0,0,0,0,0,0,0,0,0,0,0,0,0,0,0,0,0,0,0]
[2036,146,0,0,0,0,0,0,0,0,0,0,0,0,0,0,0,0,0,0,0,0,0,0,0,0,0,0,0,0,0,0,0,0,0,0,0,0,0,0,0,0,0,0,0,0,0,0,0,0,0,0,0,0,0]
[2036,148,0,0,0,0,0,0,0,0,0,0,0,0,0,0,0,0,0,0,0,0,0,0,0,0,0,0,0,0,0,0,0,0,0,0,0,0,0,0,0,0,0,0,0,0,0,0,0,0,0,0,0,0,0]
[2037,8,8760,8760,7054,7928,8139,6416,8760,8760,8727,8760,8760,7901,8760,8760,8760,8760,8588,8760,8581,8760,8756,8760,8760,8759,8760,8680,8759,8760,8760,8760,8753,8760,8760,8760,8760,8720,8760,0,8760,4730,8748,8760,0,0,43,8760,8315,8760,8760,8760,0,0,8760]
[2037,13,8760,8751,2683,3910,3077,1336,7866,8757,7028,8760,8760,6369,8760,8760,8760,8760,5640,6842,5138,8760,8756,8760,8760,8692,8613,8571,8759,8670,7823,8760,8753,7792,8760,7794,8760,8719,8760,0,8279,443,7618,8759,0,0,0,7657,6699,6830,8760,8760,0,0,8438]
[2037,15,8733,8736,1423,2209,1569,512,6537,8437,5638,8760,8760,5384,8760,8760,8760,8760,4330,6077,3176,8760,8715,8760,8760,8570,7699,8081,8759,7638,6779,8733,8753,6769,8760,6897,8760,8719,8753,0,7437,90,6314,8587,0,0,0,6571,5725,4876,8752,8760,0,0,7503]
[2037,20,8200,8665,306,530,302,94,3777,6530,3610,8760,8760,2753,8759,8622,8744,8760,1043,3431,1010,8674,6667,8747,8568,7746,5647,6282,8451,4517,4286,8200,8753,4671,8759,5191,8733,8412,7644,0,5530,0,2936,7228,0,0,0,3817,3680,1662,8094,8759,0,0,5969]
[2037,25,6773,8587,82,124,110,38,1250,4697,2012,8760,8373,1023,8486,8429,8642,7974,235,744,364,7523,5128,7555,5778,6464,3632,4515,6798,2009,1632,6773,8679,2151,7276,2303,8649,6920,6009,0,3613,0,1096,4835,0,0,0,1168,1866,471,6213,8598,0,0,3663]
[2037,32,{"$f":"INDEX(D2889:BC2889,MATCH($C$7,$D$7:$BC$7,0))","v":4610},7022,22,52,37,0,93,1349,79,8753,6570,282,6667,7106,7539,5362,93,111,17,5020,2754,5731,1639,4198,691,3087,4107,573,257,4610,7039,374,5595,549,4364,4268,3771,0,877,0,225,2754,0,0,0,150,266,83,3795,7097,0,0,779]
[2037,37,3919,4558,1,13,1,0,31,605,19,8583,5490,96,4727,6155,6601,2912,54,67,0,2669,880,4379,579,3279,238,1962,2193,179,83,3919,5184,137,3674,191,3242,3029,1849,0,233,0,58,1436,0,0,0,31,107,32,2816,4566,0,0,300]
[2037,41,3413,2188,0,0,0,0,5,296,0,8050,4467,48,3711,5544,6133,1298,23,34,0,1521,302,3420,236,2678,123,899,1313,65,41,3413,4243,98,2127,109,2707,1753,928,0,104,0,30,773,0,0,0,6,47,21,1950,3540,0,0,166]
[2037,49,2282,180,0,0,0,0,0,93,0,6249,1792,17,2390,4146,5413,259,0,0,0,486,90,1005,34,1687,61,73,387,18,7,2282,3232,44,682,61,1457,235,195,0,34,0,3,166,0,0,0,0,1,8,261,2163,0,0,92]
[2037,54,1492,76,0,0,0,0,0,64,0,4877,956,10,1531,3304,4544,124,0,0,0,219,49,400,15,562,33,2,136,6,0,1492,2298,25,325,34,420,111,115,0,14,0,0,55,0,0,0,0,0,6,106,1132,0,0,50]
[2037,58,670,40,0,0,0,0,0,45,0,3789,591,6,893,2737,4118,94,0,0,0,125,32,179,4,168,12,0,43,0,0,670,1064,9,158,10,213,79,85,0,9,0,0,19,0,0,0,0,0,5,57,383,0,0,13]
[2037,66,96,0,0,0,0,0,0,4,0,1849,235,2,211,1810,3522,44,0,0,0,59,7,93,0,14,0,0,9,0,0,96,263,0,71,0,70,39,43,0,0,0,0,0,0,0,0,0,0,0,3,73,0,0,0]
[2037,71,27,0,0,0,0,0,0,0,0,1055,157,0,112,1166,2936,26,0,0,0,40,0,63,0,0,0,0,0,0,0,27,152,0,50,0,47,23,30,0,0,0,0,0,0,0,0,0,0,0,0,13,0,0,0]
[2037,73,13,0,0,0,0,0,0,0,0,842,139,0,90,882,2791,22,0,0,0,35,0,56,0,0,0,0,0,0,0,13,130,0,40,0,39,15,23,0,0,0,0,0,0,0,0,0,0,0,0,6,0,0,0]
[2037,83,0,0,0,0,0,0,0,0,0,258,90,0,38,71,2291,0,0,0,0,7,0,21,0,0,0,0,0,0,0,0,69,0,18,0,0,0,0,0,0,0,0,0,0,0,0,0,0,0,0,0,0,0,0]
[2037,88,0,0,0,0,0,0,0,0,0,146,72,0,28,4,1991,0,0,0,0,0,0,6,0,0,0,0,0,0,0,0,48,0,8,0,0,0,0,0,0,0,0,0,0,0,0,0,0,0,0,0,0,0,0]
[2037,90,0,0,0,0,0,0,0,0,0,93,66,0,20,0,1849,0,0,0,0,0,0,1,0,0,0,0,0,0,0,0,45,0,6,0,0,0,0,0,0,0,0,0,0,0,0,0,0,0,0,0,0,0,0]
[2037,95,0,0,0,0,0,0,0,0,0,53,51,0,5,0,1352,0,0,0,0,0,0,0,0,0,0,0,0,0,0,0,32,0,0,0,0,0,0,0,0,0,0,0,0,0,0,0,0,0,0,0,0,0,0]
[2037,101,0,0,0,0,0,0,0,0,0,25,31,0,4,0,486,0,0,0,0,0,0,0,0,0,0,0,0,0,0,0,15,0,0,0,0,0,0,0,0,0,0,0,0,0,0,0,0,0,0,0,0,0,0]
[2037,107,0,0,0,0,0,0,0,0,0,8,19,0,0,0,60,0,0,0,0,0,0,0,0,0,0,0,0,0,0,0,0,0,0,0,0,0,0,0,0,0,0,0,0,0,0,0,0,0,0,0,0,0,0]
[2037,112,0,0,0,0,0,0,0,0,0,1,4,0,0,0,4,0,0,0,0,0,0,0,0,0,0,0,0,0,0,0,0,0,0,0,0,0,0,0,0,0,0,0,0,0,0,0,0,0,0,0,0,0,0]
[2037,116,0,0,0,0,0,0,0,0,0,0,1,0,0,0,0,0,0,0,0,0,0,0,0,0,0,0,0,0,0,0,0,0,0,0,0,0,0,0,0,0,0,0,0,0,0,0,0,0,0,0,0,0,0]
[2037,124,0,0,0,0,0,0,0,0,0,0,0,0,0,0,0,0,0,0,0,0,0,0,0,0,0,0,0,0,0,0,0,0,0,0,0,0,0,0,0,0,0,0,0,0,0,0,0,0,0,0,0,0,0]
[2037,129,0,0,0,0,0,0,0,0,0,0,0,0,0,0,0,0,0,0,0,0,0,0,0,0,0,0,0,0,0,0,0,0,0,0,0,0,0,0,0,0,0,0,0,0,0,0,0,0,0,0,0,0,0]
[2037,133,0,0,0,0,0,0,0,0,0,0,0,0,0,0,0,0,0,0,0,0,0,0,0,0,0,0,0,0,0,0,0,0,0,0,0,0,0,0,0,0,0,0,0,0,0,0,0,0,0,0,0,0,0]
[2037,141,0,0,0,0,0,0,0,0,0,0,0,0,0,0,0,0,0,0,0,0,0,0,0,0,0,0,0,0,0,0,0,0,0,0,0,0,0,0,0,0,0,0,0,0,0,0,0,0,0,0,0,0,0]
[2037,146,0,0,0,0,0,0,0,0,0,0,0,0,0,0,0,0,0,0,0,0,0,0,0,0,0,0,0,0,0,0,0,0,0,0,0,0,0,0,0,0,0,0,0,0,0,0,0,0,0,0,0,0,0]
[2037,150,0,0,0,0,0,0,0,0,0,0,0,0,0,0,0,0,0,0,0,0,0,0,0,0,0,0,0,0,0,0,0,0,0,0,0,0,0,0,0,0,0,0,0,0,0,0,0,0,0,0,0,0,0]
[2038,8,8760,8760,7134,7981,8195,6532,8760,8760,8733,8760,8760,7941,8760,8760,8760,8760,8655,8760,8645,8760,8756,8760,8760,8759,8760,8681,8759,8760,8760,8760,8753,8760,8760,8760,8760,8720,8760,0,8760,4819,8748,8760,0,0,45,8760,8331,8760,8760,8760,0,0,8760]
[2038,9,8760,8760,6502,7263,7434,5473,8759,8760,8649,8760,8760,7623,8760,8760,8760,8760,7939,8760,8117,8760,8756,8760,8760,8759,8760,8672,8759,8760,8760,8760,8753,8760,8760,8760,8760,8720,8760,0,8760,3928,8748,8760,0,0,15,8760,8114,8760,8760,8760,0,0,8760]
[2038,15,8743,8738,1518,2318,1655,563,6687,8487,5776,8760,8760,5552,8760,8760,8760,8760,4496,6164,3332,8760,8734,8760,8760,8586,7810,8179,8759,7719,6877,8743,8753,6867,8760,6969,8760,8719,8756,0,7559,93,6467,8621,0,0,0,6678,5819,5113,8752,8760,0,0,7564]
[2038,20,8244,8670,335,577,332,98,3935,6599,3730,8760,8760,2942,8759,8629,8753,8760,1157,3679,1073,8691,6766,8756,8611,7830,5756,6412,8487,4636,4397,8244,8753,4755,8760,5306,8741,8446,7727,0,5631,0,3097,7398,0,0,0,4022,3758,1807,8181,8760,0,0,6025]
[2038,26,6588,8560,77,110,99,27,1063,4253,1686,8760,8192,923,8375,8331,8615,7696,201,630,320,7294,4905,7328,5341,6289,3293,4374,6496,1762,1406,6588,8643,1812,7105,2040,8493,6620,5823,0,3315,0,960,4615,0,0,0,991,1562,413,5923,8547,0,0,3089]
[2038,32,4702,7225,27,55,41,0,104,1456,103,8754,6658,315,6852,7205,7650,5512,95,120,23,5178,2938,5840,1756,4303,758,3209,4287,613,298,4702,7301,414,5734,607,4551,4362,3897,0,994,0,259,2924,0,0,0,183,296,89,3894,7283,0,0,828]
[2038,38,3856,4291,1,7,0,0,29,547,17,8554,5370,91,4598,6083,6524,2597,50,66,0,2465,771,4262,512,3189,218,1865,2011,153,73,3856,5060,125,3520,175,3151,2888,1694,0,210,0,55,1372,0,0,0,25,98,31,2722,4415,0,0,263]
[2038,43,3228,1380,0,0,0,0,4,216,0,7815,3930,41,3406,5351,6037,971,16,23,0,1234,213,3028,162,2495,109,644,1051,59,38,3228,4074,89,1825,100,2572,1247,695,0,89,0,23,629,0,0,0,3,25,19,1461,3277,0,0,143]
[2038,49,2362,212,0,0,0,0,0,96,0,6445,1904,20,2525,4278,5534,283,0,0,0,517,95,1133,38,1815,68,99,426,21,9,2362,3322,49,780,63,1606,274,215,0,39,0,4,196,0,0,0,0,1,10,306,2256,0,0,93]
[2038,55,1441,76,0,0,0,0,0,62,0,4824,905,10,1489,3277,4513,120,0,0,0,204,48,380,14,524,32,2,124,6,0,1441,2230,23,324,32,385,107,111,0,14,0,0,55,0,0,0,0,0,6,103,1069,0,0,34]
[2038,60,499,33,0,0,0,0,0,43,0,3517,504,5,726,2607,4018,84,0,0,0,104,26,157,1,120,5,0,36,0,0,499,821,5,131,7,181,67,82,0,4,0,0,16,0,0,0,0,0,4,49,258,0,0,11]
[2038,66,117,0,0,0,0,0,0,6,0,2056,251,3,243,1922,3616,48,0,0,0,61,10,94,0,21,0,0,14,0,0,117,290,0,74,0,80,44,47,0,0,0,0,0,0,0,0,0,0,0,6,81,0,0,0]
[2038,69,51,0,0,0,0,0,0,0,0,1486,195,1,164,1598,3266,37,0,0,0,51,0,80,0,1,0,0,2,0,0,51,203,0,58,0,54,34,38,0,0,0,0,0,0,0,0,0,0,0,2,44,0,0,0]
[2038,78,1,0,0,0,0,0,0,0,0,522,116,0,63,440,2590,7,0,0,0,22,0,38,0,0,0,0,0,0,0,1,95,0,31,0,14,0,10,0,0,0,0,0,0,0,0,0,0,0,0,2,0,0,0]
[2038,79,1,0,0,0,0,0,0,0,0,460,113,0,58,345,2545,4,0,0,0,18,0,35,0,0,0,0,0,0,0,1,90,0,30,0,10,0,10,0,0,0,0,0,0,0,0,0,0,0,0,2,0,0,0]
[2038,86,0,0,0,0,0,0,0,0,0,201,81,0,35,31,2200,0,0,0,0,4,0,17,0,0,0,0,0,0,0,0,61,0,15,0,0,0,0,0,0,0,0,0,0,0,0,0,0,0,0,0,0,0,0]
[2038,90,0,0,0,0,0,0,0,0,0,131,68,0,25,2,1936,0,0,0,0,0,0,2,0,0,0,0,0,0,0,0,47,0,6,0,0,0,0,0,0,0,0,0,0,0,0,0,0,0,0,0,0,0,0]
[2038,96,0,0,0,0,0,0,0,0,0,56,51,0,5,0,1417,0,0,0,0,0,0,0,0,0,0,0,0,0,0,0,34,0,0,0,0,0,0,0,0,0,0,0,0,0,0,0,0,0,0,0,0,0,0]
[2038,103,0,0,0,0,0,0,0,0,0,23,30,0,4,0,437,0,0,0,0,0,0,0,0,0,0,0,0,0,0,0,15,0,0,0,0,0,0,0,0,0,0,0,0,0,0,0,0,0,0,0,0,0,0]
[2038,108,0,0,0,0,0,0,0,0,0,9,19,0,0,0,87,0,0,0,0,0,0,0,0,0,0,0,0,0,0,0,0,0,0,0,0,0,0,0,0,0,0,0,0,0,0,0,0,0,0,0,0,0,0]
[2038,113,0,0,0,0,0,0,0,0,0,2,4,0,0,0,8,0,0,0,0,0,0,0,0,0,0,0,0,0,0,0,0,0,0,0,0,0,0,0,0,0,0,0,0,0,0,0,0,0,0,0,0,0,0]
[2038,120,0,0,0,0,0,0,0,0,0,0,0,0,0,0,0,0,0,0,0,0,0,0,0,0,0,0,0,0,0,0,0,0,0,0,0,0,0,0,0,0,0,0,0,0,0,0,0,0,0,0,0,0,0]
[2038,125,0,0,0,0,0,0,0,0,0,0,0,0,0,0,0,0,0,0,0,0,0,0,0,0,0,0,0,0,0,0,0,0,0,0,0,0,0,0,0,0,0,0,0,0,0,0,0,0,0,0,0,0,0]
[2038,129,0,0,0,0,0,0,0,0,0,0,0,0,0,0,0,0,0,0,0,0,0,0,0,0,0,0,0,0,0,0,0,0,0,0,0,0,0,0,0,0,0,0,0,0,0,0,0,0,0,0,0,0,0]
[2038,136,0,0,0,0,0,0,0,0,0,0,0,0,0,0,0,0,0,0,0,0,0,0,0,0,0,0,0,0,0,0,0,0,0,0,0,0,0,0,0,0,0,0,0,0,0,0,0,0,0,0,0,0,0]
[2038,142,0,0,0,0,0,0,0,0,0,0,0,0,0,0,0,0,0,0,0,0,0,0,0,0,0,0,0,0,0,0,0,0,0,0,0,0,0,0,0,0,0,0,0,0,0,0,0,0,0,0,0,0,0]
[2038,146,0,0,0,0,0,0,0,0,0,0,0,0,0,0,0,0,0,0,0,0,0,0,0,0,0,0,0,0,0,0,0,0,0,0,0,0,0,0,0,0,0,0,0,0,0,0,0,0,0,0,0,0,0]
[2038,149,0,0,0,0,0,0,0,0,0,0,0,0,0,0,0,0,0,0,0,0,0,0,0,0,0,0,0,0,0,0,0,0,0,0,0,0,0,0,0,0,0,0,0,0,0,0,0,0,0,0,0,0,0]
[2039,4,8760,8760,8760,8760,8759,8760,8760,8760,8760,8760,8760,8331,8760,8760,8760,8760,8760,8760,8760,8760,8756,8760,8760,8760,8760,8718,8759,8760,8760,8760,8753,8760,8760,8760,8760,8723,8760,0,8760,8760,8749,8760,0,0,1755,8760,8708,8760,8760,8760,0,0,8760]
[2039,13,8760,8755,2978,4329,3387,1512,8041,8760,7265,8760,8760,6527,8760,8760,8760,8760,5841,7041,5593,8760,8756,8760,8760,8706,8674,8614,8759,8711,7986,8760,8753,7989,8760,7960,8760,8719,8760,0,8402,584,7840,8760,0,0,0,7833,6843,7214,8760,8760,0,0,8559]
[2039,16,8707,8733,1177,1859,1266,371,6149,8205,5394,8760,8760,5127,8760,8753,8760,8760,3857,5886,2802,8760,8595,8760,8760,8514,7458,7928,8759,7256,6508,8707,8753,6477,8760,6685,8760,8717,8747,0,7202,69,6014,8517,0,0,0,6266,5427,4463,8742,8760,0,0,7269]
[2039,22,7933,8644,195,355,193,77,2846,6099,3096,8760,8760,2206,8754,8584,8717,8760,692,2199,754,8507,6166,8617,8034,7301,5055,5802,8134,3647,3663,7933,8753,4053,8650,4458,8716,8104,7074,0,5167,0,2279,6644,0,0,0,2755,3251,1207,7672,8740,0,0,5601]
[2039,26,6678,8576,81,117,101,32,1154,4434,1894,8760,8258,1013,8441,8396,8632,7833,214,702,348,7373,5004,7442,5522,6387,3468,4484,6606,1873,1509,6678,8669,1969,7244,2181,8579,6761,5907,0,3540,0,1045,4801,0,0,0,1070,1712,460,6081,8578,0,0,3298]
[2039,27,6395,8534,73,97,93,21,887,3758,1326,8760,8007,840,8276,8244,8588,7437,183,531,273,7069,4684,7105,4837,6108,2918,4234,6214,1538,1203,6395,8580,1561,6961,1821,8242,6302,5614,0,3040,0,865,4453,0,0,0,837,1294,363,5630,8482,0,0,2615]
[2039,28,6081,8458,63,87,79,10,654,3140,843,8760,7714,699,8092,8077,8518,7054,155,387,207,6755,4358,6795,4079,5780,2262,4033,5882,1275,935,6081,8436,1239,6667,1508,7631,5849,5276,0,2569,0,716,4132,0,0,0,655,940,284,5217,8383,0,0,2005]
[2039,29,5732,8382,57,78,68,4,455,2604,504,8760,7422,595,7892,7884,8402,6686,136,293,142,6418,4028,6554,3441,5399,1739,3858,5527,1075,706,5732,8225,927,6435,1241,6829,5464,4913,0,2142,0,575,3868,0,0,0,508,684,219,4812,8258,0,0,1601]
[2039,30,5375,8181,45,73,58,0,290,2201,306,8759,7194,502,7632,7702,8217,6332,121,224,97,6046,3732,6340,2845,5015,1388,3682,5174,908,550,5375,8016,748,6239,1010,5959,5078,4571,0,1728,0,458,3645,0,0,0,383,489,171,4481,8087,0,0,1296]
[2039,31,5064,7860,37,65,53,0,178,1849,212,8759,6954,423,7319,7514,7969,6017,105,157,62,5685,3471,6130,2328,4657,1098,3523,4850,788,421,5064,7799,579,6054,801,5227,4752,4294,0,1399,0,376,3374,0,0,0,281,394,131,4222,7808,0,0,1069]
[2039,32,4794,7447,31,57,43,0,117,1551,135,8757,6731,357,6994,7313,7745,5636,98,125,36,5304,3091,5920,1893,4401,848,3325,4451,656,333,4794,7512,459,5846,668,4713,4451,4011,0,1135,0,302,3081,0,0,0,213,321,103,3998,7458,0,0,882]
[2039,33,4590,6976,21,51,35,0,90,1273,79,8753,6518,293,6641,7098,7530,5260,93,110,16,4917,2670,5700,1549,4167,676,3113,3979,552,252,4590,7013,360,5636,531,4304,4229,3700,0,888,0,225,2802,0,0,0,143,259,84,3761,7032,0,0,740]
[2039,34,4387,6469,17,43,26,0,62,1093,71,8742,6334,248,6227,6885,7305,4848,87,101,5,4471,2189,5458,1263,3949,555,2899,3554,461,203,4387,6583,288,5377,433,4000,4004,3365,0,685,0,165,2525,0,0,0,106,211,68,3565,6548,0,0,607]
[2039,35,4260,5989,12,39,19,0,52,943,52,8730,6121,204,5805,6680,7102,4351,75,94,0,3925,1763,5158,1018,3795,445,2727,3138,379,160,4260,6217,239,5079,352,3777,3772,2920,0,528,0,120,2247,0,0,0,78,178,54,3369,5989,0,0,517]
[2039,36,4153,5547,8,29,10,0,47,805,48,8697,5868,165,5432,6477,6935,3857,68,86,0,3426,1386,4867,824,3620,372,2556,2771,308,124,4153,5842,179,4710,290,3570,3540,2530,0,403,0,93,1977,0,0,0,58,155,44,3190,5449,0,0,424]
[2039,37,4029,5096,4,23,3,0,41,684,36,8649,5646,134,5046,6314,6773,3367,62,76,0,3000,1093,4594,681,3435,297,2340,2431,242,99,4029,5495,153,4272,239,3404,3284,2155,0,318,0,73,1761,0,0,0,41,122,37,3016,4952,0,0,353]
[2039,38,3918,4578,1,13,0,0,31,585,24,8586,5444,107,4745,6169,6622,2870,54,69,0,2592,865,4377,563,3277,243,2066,2148,170,83,3918,5199,137,3814,190,3234,3010,1824,0,245,0,59,1514,0,0,0,31,106,33,2812,4566,0,0,285]
[2039,39,3791,4019,0,4,0,0,25,497,7,8519,5237,82,4465,6009,6467,2343,45,61,0,2279,672,4138,455,3123,203,1771,1889,133,71,3791,4909,120,3383,164,3066,2748,1567,0,189,0,52,1311,0,0,0,20,89,31,2621,4259,0,0,243]
[2039,40,3683,3468,0,2,0,0,12,421,1,8432,5006,68,4203,5846,6332,1889,37,51,0,1989,513,3904,379,2963,169,1477,1663,105,61,3683,4660,114,2922,143,2942,2457,1342,0,155,0,46,1114,0,0,0,13,71,30,2421,3980,0,0,202]
[2039,41,3575,2921,0,0,0,0,8,350,0,8320,4750,61,3992,5723,6225,1565,30,42,0,1719,401,3669,306,2822,147,1212,1479,84,51,3575,4445,105,2569,126,2825,2110,1123,0,128,0,39,983,0,0,0,7,54,28,2215,3772,0,0,178]
[2039,42,3434,2273,0,0,0,0,5,289,0,8095,4414,51,3750,5573,6149,1298,23,36,0,1504,302,3430,231,2691,128,1002,1307,65,44,3434,4267,98,2282,112,2709,1764,930,0,112,0,31,837,0,0,0,6,47,23,1973,3565,0,0,163]
[2039,43,3295,1651,0,0,0,0,4,238,0,7916,4079,46,3528,5437,6070,1072,19,25,0,1316,238,3199,187,2568,117,754,1131,61,38,3295,4142,93,2009,102,2619,1417,767,0,96,0,24,716,0,0,0,4,32,20,1682,3391,0,0,149]
[2039,44,3180,1209,0,0,0,0,4,200,0,7741,3744,39,3333,5298,6022,867,12,22,0,1137,192,2885,141,2457,105,613,987,56,37,3180,4022,84,1780,100,2515,1112,632,0,86,0,22,607,0,0,0,3,25,19,1357,3217,0,0,139]
[2039,45,3070,899,0,0,0,0,3,169,0,7549,3351,32,3175,5158,5951,692,7,18,0,991,154,2526,106,2343,98,493,854,49,34,3070,3893,75,1577,90,2400,871,522,0,74,0,18,504,0,0,0,0,17,18,1107,3039,0,0,128]
[2039,46,2912,643,0,0,0,0,2,148,0,7342,2966,27,3028,4984,5886,581,2,10,0,860,138,2189,84,2255,91,387,750,47,28,2912,3788,72,1371,81,2279,679,420,0,66,0,11,416,0,0,0,0,10,16,842,2846,0,0,116]
[2039,47,2757,466,0,0,0,0,1,126,0,7090,2611,25,2877,4787,5811,481,0,6,0,740,120,1848,65,2149,89,304,648,39,23,2757,3662,66,1192,77,2145,533,335,0,60,0,8,353,0,0,0,0,7,13,625,2663,0,0,107]
[2039,48,2615,342,0,0,0,0,0,109,0,6847,2302,25,2742,4581,5744,393,0,3,0,640,111,1547,50,2028,82,213,560,31,16,2615,3543,59,1024,71,1952,408,280,0,53,0,5,278,0,0,0,0,5,13,477,2512,0,0,101]
[2039,49,2467,256,0,0,0,0,0,100,0,6615,2022,20,2608,4401,5622,322,0,1,0,551,103,1299,40,1902,75,149,469,23,12,2467,3399,55,885,65,1741,324,241,0,46,0,5,234,0,0,0,0,1,11,380,2362,0,0,95]
[2039,50,2328,200,0,0,0,0,0,93,0,6372,1804,19,2474,4232,5494,262,0,0,0,490,91,1066,35,1743,63,96,395,19,8,2328,3281,49,769,61,1523,252,202,0,38,0,4,192,0,0,0,0,1,10,278,2202,0,0,92]
[2039,51,2198,158,0,0,0,0,0,86,0,6102,1617,17,2299,4051,5319,224,0,0,0,426,83,899,30,1524,55,71,322,14,5,2198,3153,43,667,59,1263,206,176,0,31,0,3,159,0,0,0,0,0,8,220,2039,0,0,85]
[2039,52,{"$f":"INDEX(D3209:BC3209,MATCH($C$7,$D$7:$BC$7,0))","v":2055},116,0,0,0,0,0,82,0,5843,1443,16,2116,3887,5117,193,0,0,0,353,73,751,25,1321,51,40,275,12,3,2055,3023,37,581,54,971,169,155,0,29,0,0,130,0,0,0,0,0,8,182,1877,0,0,79]
[2039,53,1925,102,0,0,0,0,0,76,0,5598,1250,13,1939,3733,4959,160,0,0,0,309,67,634,21,1081,42,18,222,9,1,1925,2876,35,504,47,710,146,138,0,25,0,0,105,0,0,0,0,0,8,156,1678,0,0,73]
[2039,54,1762,89,0,0,0,0,0,70,0,5338,1103,10,1779,3556,4800,136,0,0,0,267,57,524,20,852,37,11,175,8,0,1762,2690,30,437,40,547,130,132,0,20,0,0,81,0,0,0,0,0,6,132,1478,0,0,69]
[2039,55,1580,80,0,0,0,0,0,66,0,5074,982,10,1612,3395,4631,125,0,0,0,228,51,429,15,654,34,4,144,6,0,1580,2468,27,382,36,453,116,120,0,17,0,0,62,0,0,0,0,0,6,112,1259,0,0,61]
[2039,56,1387,71,0,0,0,0,0,60,0,4773,856,10,1461,3249,4490,115,0,0,0,189,47,351,14,478,30,2,114,6,0,1387,2146,22,323,31,367,107,109,0,14,0,0,55,0,0,0,0,0,6,100,1006,0,0,27]
[2039,57,1184,64,0,0,0,0,0,58,0,4494,769,8,1306,3103,4370,105,0,0,0,171,42,283,12,346,26,0,86,3,0,1184,1821,18,267,27,308,97,98,0,10,0,0,48,0,0,0,0,0,6,91,789,0,0,23]
[2039,58,961,48,0,0,0,0,0,53,0,4254,682,8,1153,2970,4286,98,0,0,0,145,38,241,7,265,20,0,67,2,0,961,1506,12,219,18,269,89,90,0,9,0,0,41,0,0,0,0,0,5,79,589,0,0,20]
[2039,59,771,43,0,0,0,0,0,46,0,4003,604,8,999,2835,4177,95,0,0,0,126,34,194,4,190,13,0,49,0,0,771,1230,11,187,15,231,82,85,0,9,0,0,27,0,0,0,0,0,5,63,443,0,0,14]
[2039,60,607,39,0,0,0,0,0,43,0,3725,541,6,843,2708,4090,87,0,0,0,111,27,166,2,146,9,0,36,0,0,607,997,6,160,9,198,76,85,0,8,0,0,20,0,0,0,0,0,5,53,344,0,0,12]
[2039,61,476,33,0,0,0,0,0,40,0,3497,473,5,706,2600,4013,83,0,0,0,98,26,151,1,113,5,0,36,0,0,476,801,4,131,6,171,64,81,0,4,0,0,16,0,0,0,0,0,4,47,248,0,0,11]
[2039,62,357,29,0,0,0,0,0,35,0,3225,423,5,593,2470,3949,78,0,0,0,85,23,133,0,92,3,0,31,0,0,357,679,2,120,5,154,59,77,0,1,0,0,11,0,0,0,0,0,3,39,192,0,0,8]
[2039,63,283,21,0,0,0,0,0,27,0,2957,372,5,486,2353,3886,74,0,0,0,77,19,126,0,72,0,0,28,0,0,283,557,1,107,2,137,54,67,0,0,0,0,7,0,0,0,0,0,3,33,152,0,0,4]
[2039,64,223,17,0,0,0,0,0,19,0,2703,332,4,410,2254,3836,67,0,0,0,73,15,117,0,62,0,0,25,0,0,223,471,0,93,1,119,50,64,0,0,0,0,4,0,0,0,0,0,3,23,127,0,0,2]
[2039,65,178,9,0,0,0,0,0,15,0,2492,300,4,354,2137,3764,59,0,0,0,71,12,107,0,48,0,0,20,0,0,178,388,0,82,0,99,47,60,0,0,0,0,3,0,0,0,0,0,2,16,109,0,0,1]
[2039,66,146,2,0,0,0,0,0,8,0,2273,275,4,294,2039,3704,54,0,0,0,64,10,98,0,34,0,0,16,0,0,146,322,0,78,0,85,45,52,0,0,0,0,2,0,0,0,0,0,2,12,92,0,0,1]
[2039,67,115,0,0,0,0,0,0,6,0,2049,245,3,241,1921,3614,48,0,0,0,60,9,93,0,19,0,0,12,0,0,115,288,0,74,0,78,44,46,0,0,0,0,0,0,0,0,0,0,1,5,80,0,0,0]
[2039,68,87,0,0,0,0,0,0,3,0,1848,222,2,208,1813,3523,43,0,0,0,58,7,90,0,13,0,0,5,0,0,87,259,0,71,0,70,39,42,0,0,0,0,0,0,0,0,0,0,0,3,67,0,0,0]
[2039,69,65,0,0,0,0,0,0,2,0,1665,203,2,183,1716,3388,41,0,0,0,54,3,83,0,5,0,0,3,0,0,65,223,0,64,0,61,35,41,0,0,0,0,0,0,0,0,0,0,0,2,56,0,0,0]
[2039,70,51,0,0,0,0,0,0,0,0,1488,184,1,164,1601,3268,35,0,0,0,48,0,79,0,1,0,0,1,0,0,51,203,0,59,0,53,33,38,0,0,0,0,0,0,0,0,0,0,0,2,41,0,0,0]
[2039,71,37,0,0,0,0,0,0,0,0,1339,172,0,142,1464,3139,33,0,0,0,44,0,75,0,0,0,0,0,0,0,37,183,0,55,0,51,31,37,0,0,0,0,0,0,0,0,0,0,0,1,29,0,0,0]
[2039,72,31,0,0,0,0,0,0,0,0,1198,161,0,125,1321,3037,28,0,0,0,43,0,66,0,0,0,0,0,0,0,31,160,0,52,0,47,24,31,0,0,0,0,0,0,0,0,0,0,0,1,16,0,0,0]
[2039,73,27,0,0,0,0,0,0,0,0,1069,157,0,114,1184,2943,26,0,0,0,40,0,63,0,0,0,0,0,0,0,27,154,0,52,0,46,22,29,0,0,0,0,0,0,0,0,0,0,0,0,13,0,0,0]
[2039,74,19,0,0,0,0,0,0,0,0,962,148,0,104,1041,2864,24,0,0,0,35,0,59,0,0,0,0,0,0,0,19,140,0,48,0,43,18,25,0,0,0,0,0,0,0,0,0,0,0,0,9,0,0,0]
[2039,75,13,0,0,0,0,0,0,0,0,856,136,0,90,907,2809,22,0,0,0,33,0,54,0,0,0,0,0,0,0,13,130,0,44,0,38,15,23,0,0,0,0,0,0,0,0,0,0,0,0,6,0,0,0]
[2039,76,10,0,0,0,0,0,0,0,0,758,129,0,85,785,2757,18,0,0,0,30,0,47,0,0,0,0,0,0,0,10,122,0,40,0,33,9,19,0,0,0,0,0,0,0,0,0,0,0,0,5,0,0,0]
[2039,77,7,0,0,0,0,0,0,0,0,661,127,0,76,658,2702,16,0,0,0,29,0,45,0,0,0,0,0,0,0,7,110,0,38,0,29,4,17,0,0,0,0,0,0,0,0,0,0,0,0,4,0,0,0]
[2039,78,4,0,0,0,0,0,0,0,0,590,120,0,69,550,2650,8,0,0,0,24,0,41,0,0,0,0,0,0,0,4,104,0,37,0,20,1,13,0,0,0,0,0,0,0,0,0,0,0,0,3,0,0,0]
[2039,79,1,0,0,0,0,0,0,0,0,536,116,0,63,456,2603,7,0,0,0,22,0,38,0,0,0,0,0,0,0,1,96,0,34,0,14,0,10,0,0,0,0,0,0,0,0,0,0,0,0,2,0,0,0]
[2039,80,1,0,0,0,0,0,0,0,0,466,112,0,58,361,2552,4,0,0,0,18,0,35,0,0,0,0,0,0,0,1,91,0,31,0,10,0,9,0,0,0,0,0,0,0,0,0,0,0,0,2,0,0,0]
[2039,81,0,0,0,0,0,0,0,0,0,419,107,0,52,280,2505,3,0,0,0,17,0,33,0,0,0,0,0,0,0,0,86,0,28,0,5,0,5,0,0,0,0,0,0,0,0,0,0,0,0,0,0,0,0]
[2039,82,0,0,0,0,0,0,0,0,0,379,100,0,47,216,2452,2,0,0,0,17,0,32,0,0,0,0,0,0,0,0,84,0,25,0,0,0,3,0,0,0,0,0,0,0,0,0,0,0,0,0,0,0,0]
[2039,83,0,0,0,0,0,0,0,0,0,338,97,0,44,163,2412,2,0,0,0,11,0,27,0,0,0,0,0,0,0,0,77,0,25,0,0,0,3,0,0,0,0,0,0,0,0,0,0,0,0,0,0,0,0]
[2039,84,0,0,0,0,0,0,0,0,0,308,92,0,41,122,2360,1,0,0,0,7,0,24,0,0,0,0,0,0,0,0,70,0,21,0,0,0,0,0,0,0,0,0,0,0,0,0,0,0,0,0,0,0,0]
[2039,85,0,0,0,0,0,0,0,0,0,272,88,0,39,86,2318,0,0,0,0,6,0,21,0,0,0,0,0,0,0,0,69,0,20,0,0,0,0,0,0,0,0,0,0,0,0,0,0,0,0,0,0,0,0]
[2039,86,0,0,0,0,0,0,0,0,0,237,82,0,37,59,2263,0,0,0,0,5,0,20,0,0,0,0,0,0,0,0,67,0,18,0,0,0,0,0,0,0,0,0,0,0,0,0,0,0,0,0,0,0,0]
[2039,87,0,0,0,0,0,0,0,0,0,207,81,0,35,36,2208,0,0,0,0,4,0,17,0,0,0,0,0,0,0,0,61,0,17,0,0,0,0,0,0,0,0,0,0,0,0,0,0,0,0,0,0,0,0]
[2039,88,0,0,0,0,0,0,0,0,0,186,78,0,32,24,2144,0,0,0,0,3,0,14,0,0,0,0,0,0,0,0,60,0,12,0,0,0,0,0,0,0,0,0,0,0,0,0,0,0,0,0,0,0,0]
[2039,89,0,0,0,0,0,0,0,0,0,170,76,0,32,12,2099,0,0,0,0,1,0,13,0,0,0,0,0,0,0,0,55,0,9,0,0,0,0,0,0,0,0,0,0,0,0,0,0,0,0,0,0,0,0]
[2039,90,0,0,0,0,0,0,0,0,0,157,72,0,30,5,2043,0,0,0,0,0,0,6,0,0,0,0,0,0,0,0,50,0,8,0,0,0,0,0,0,0,0,0,0,0,0,0,0,0,0,0,0,0,0]
[2039,91,0,0,0,0,0,0,0,0,0,140,68,0,26,3,1960,0,0,0,0,0,0,4,0,0,0,0,0,0,0,0,47,0,8,0,0,0,0,0,0,0,0,0,0,0,0,0,0,0,0,0,0,0,0]
[2039,92,0,0,0,0,0,0,0,0,0,100,66,0,21,1,1892,0,0,0,0,0,0,1,0,0,0,0,0,0,0,0,46,0,6,0,0,0,0,0,0,0,0,0,0,0,0,0,0,0,0,0,0,0,0]
[2039,93,0,0,0,0,0,0,0,0,0,89,64,0,17,0,1819,0,0,0,0,0,0,1,0,0,0,0,0,0,0,0,44,0,6,0,0,0,0,0,0,0,0,0,0,0,0,0,0,0,0,0,0,0,0]
[2039,94,0,0,0,0,0,0,0,0,0,83,62,0,15,0,1744,0,0,0,0,0,0,0,0,0,0,0,0,0,0,0,41,0,3,0,0,0,0,0,0,0,0,0,0,0,0,0,0,0,0,0,0,0,0]
[2039,95,0,0,0,0,0,0,0,0,0,77,58,0,13,0,1683,0,0,0,0,0,0,0,0,0,0,0,0,0,0,0,37,0,0,0,0,0,0,0,0,0,0,0,0,0,0,0,0,0,0,0,0,0,0]
[2039,96,0,0,0,0,0,0,0,0,0,70,56,0,8,0,1575,0,0,0,0,0,0,0,0,0,0,0,0,0,0,0,37,0,0,0,0,0,0,0,0,0,0,0,0,0,0,0,0,0,0,0,0,0,0]
[2039,97,0,0,0,0,0,0,0,0,0,60,51,0,5,0,1465,0,0,0,0,0,0,0,0,0,0,0,0,0,0,0,34,0,0,0,0,0,0,0,0,0,0,0,0,0,0,0,0,0,0,0,0,0,0]
[2039,98,0,0,0,0,0,0,0,0,0,53,48,0,5,0,1326,0,0,0,0,0,0,0,0,0,0,0,0,0,0,0,32,0,0,0,0,0,0,0,0,0,0,0,0,0,0,0,0,0,0,0,0,0,0]
[2039,99,0,0,0,0,0,0,0,0,0,47,46,0,5,0,1189,0,0,0,0,0,0,0,0,0,0,0,0,0,0,0,27,0,0,0,0,0,0,0,0,0,0,0,0,0,0,0,0,0,0,0,0,0,0]
[2039,100,0,0,0,0,0,0,0,0,0,41,41,0,5,0,1055,0,0,0,0,0,0,0,0,0,0,0,0,0,0,0,26,0,0,0,0,0,0,0,0,0,0,0,0,0,0,0,0,0,0,0,0,0,0]
[2039,101,0,0,0,0,0,0,0,0,0,38,36,0,5,0,917,0,0,0,0,0,0,0,0,0,0,0,0,0,0,0,24,0,0,0,0,0,0,0,0,0,0,0,0,0,0,0,0,0,0,0,0,0,0]
[2039,102,0,0,0,0,0,0,0,0,0,36,32,0,5,0,774,0,0,0,0,0,0,0,0,0,0,0,0,0,0,0,20,0,0,0,0,0,0,0,0,0,0,0,0,0,0,0,0,0,0,0,0,0,0]
[2039,103,0,0,0,0,0,0,0,0,0,30,31,0,4,0,622,0,0,0,0,0,0,0,0,0,0,0,0,0,0,0,17,0,0,0,0,0,0,0,0,0,0,0,0,0,0,0,0,0,0,0,0,0,0]
[2039,104,0,0,0,0,0,0,0,0,0,25,30,0,4,0,492,0,0,0,0,0,0,0,0,0,0,0,0,0,0,0,15,0,0,0,0,0,0,0,0,0,0,0,0,0,0,0,0,0,0,0,0,0,0]
[2039,105,0,0,0,0,0,0,0,0,0,20,28,0,3,0,387,0,0,0,0,0,0,0,0,0,0,0,0,0,0,0,13,0,0,0,0,0,0,0,0,0,0,0,0,0,0,0,0,0,0,0,0,0,0]
[2039,106,0,0,0,0,0,0,0,0,0,18,27,0,3,0,297,0,0,0,0,0,0,0,0,0,0,0,0,0,0,0,6,0,0,0,0,0,0,0,0,0,0,0,0,0,0,0,0,0,0,0,0,0,0]
[2039,107,0,0,0,0,0,0,0,0,0,17,25,0,2,0,226,0,0,0,0,0,0,0,0,0,0,0,0,0,0,0,4,0,0,0,0,0,0,0,0,0,0,0,0,0,0,0,0,0,0,0,0,0,0]
[2039,108,0,0,0,0,0,0,0,0,0,14,22,0,1,0,168,0,0,0,0,0,0,0,0,0,0,0,0,0,0,0,2,0,0,0,0,0,0,0,0,0,0,0,0,0,0,0,0,0,0,0,0,0,0]
[2039,109,0,0,0,0,0,0,0,0,0,10,20,0,1,0,118,0,0,0,0,0,0,0,0,0,0,0,0,0,0,0,0,0,0,0,0,0,0,0,0,0,0,0,0,0,0,0,0,0,0,0,0,0,0]
[2039,110,0,0,0,0,0,0,0,0,0,9,17,0,0,0,68,0,0,0,0,0,0,0,0,0,0,0,0,0,0,0,0,0,0,0,0,0,0,0,0,0,0,0,0,0,0,0,0,0,0,0,0,0,0]
[2039,111,0,0,0,0,0,0,0,0,0,8,12,0,0,0,41,0,0,0,0,0,0,0,0,0,0,0,0,0,0,0,0,0,0,0,0,0,0,0,0,0,0,0,0,0,0,0,0,0,0,0,0,0,0]
[2039,112,0,0,0,0,0,0,0,0,0,7,9,0,0,0,29,0,0,0,0,0,0,0,0,0,0,0,0,0,0,0,0,0,0,0,0,0,0,0,0,0,0,0,0,0,0,0,0,0,0,0,0,0,0]
[2039,113,0,0,0,0,0,0,0,0,0,4,7,0,0,0,18,0,0,0,0,0,0,0,0,0,0,0,0,0,0,0,0,0,0,0,0,0,0,0,0,0,0,0,0,0,0,0,0,0,0,0,0,0,0]
[2039,114,0,0,0,0,0,0,0,0,0,3,4,0,0,0,10,0,0,0,0,0,0,0,0,0,0,0,0,0,0,0,0,0,0,0,0,0,0,0,0,0,0,0,0,0,0,0,0,0,0,0,0,0,0]
[2039,115,0,0,0,0,0,0,0,0,0,2,4,0,0,0,5,0,0,0,0,0,0,0,0,0,0,0,0,0,0,0,0,0,0,0,0,0,0,0,0,0,0,0,0,0,0,0,0,0,0,0,0,0,0]
[2039,116,{"$f":"INDEX(D3273:BC3273,MATCH($C$7,$D$7:$BC$7,0))","v":0},0,0,0,0,0,0,0,0,1,4,0,0,0,4,0,0,0,0,0,0,0,0,0,0,0,0,0,0,0,0,0,0,0,0,0,0,0,0,0,0,0,0,0,0,0,0,0,0,0,0,0,0]
[2039,117,0,0,0,0,0,0,0,0,0,0,2,0,0,0,1,0,0,0,0,0,0,0,0,0,0,0,0,0,0,0,0,0,0,0,0,0,0,0,0,0,0,0,0,0,0,0,0,0,0,0,0,0,0]
[2039,118,0,0,0,0,0,0,0,0,0,0,1,0,0,0,0,0,0,0,0,0,0,0,0,0,0,0,0,0,0,0,0,0,0,0,0,0,0,0,0,0,0,0,0,0,0,0,0,0,0,0,0,0,0]
[2039,119,0,0,0,0,0,0,0,0,0,0,1,0,0,0,0,0,0,0,0,0,0,0,0,0,0,0,0,0,0,0,0,0,0,0,0,0,0,0,0,0,0,0,0,0,0,0,0,0,0,0,0,0,0]
[2039,120,0,0,0,0,0,0,0,0,0,0,0,0,0,0,0,0,0,0,0,0,0,0,0,0,0,0,0,0,0,0,0,0,0,0,0,0,0,0,0,0,0,0,0,0,0,0,0,0,0,0,0,0,0]
[2039,121,0,0,0,0,0,0,0,0,0,0,0,0,0,0,0,0,0,0,0,0,0,0,0,0,0,0,0,0,0,0,0,0,0,0,0,0,0,0,0,0,0,0,0,0,0,0,0,0,0,0,0,0,0]
[2039,122,0,0,0,0,0,0,0,0,0,0,0,0,0,0,0,0,0,0,0,0,0,0,0,0,0,0,0,0,0,0,0,0,0,0,0,0,0,0,0,0,0,0,0,0,0,0,0,0,0,0,0,0,0]
[2039,123,0,0,0,0,0,0,0,0,0,0,0,0,0,0,0,0,0,0,0,0,0,0,0,0,0,0,0,0,0,0,0,0,0,0,0,0,0,0,0,0,0,0,0,0,0,0,0,0,0,0,0,0,0]
[2039,124,0,0,0,0,0,0,0,0,0,0,0,0,0,0,0,0,0,0,0,0,0,0,0,0,0,0,0,0,0,0,0,0,0,0,0,0,0,0,0,0,0,0,0,0,0,0,0,0,0,0,0,0,0]
[2039,125,0,0,0,0,0,0,0,0,0,0,0,0,0,0,0,0,0,0,0,0,0,0,0,0,0,0,0,0,0,0,0,0,0,0,0,0,0,0,0,0,0,0,0,0,0,0,0,0,0,0,0,0,0]
[2039,126,0,0,0,0,0,0,0,0,0,0,0,0,0,0,0,0,0,0,0,0,0,0,0,0,0,0,0,0,0,0,0,0,0,0,0,0,0,0,0,0,0,0,0,0,0,0,0,0,0,0,0,0,0]
[2039,127,0,0,0,0,0,0,0,0,0,0,0,0,0,0,0,0,0,0,0,0,0,0,0,0,0,0,0,0,0,0,0,0,0,0,0,0,0,0,0,0,0,0,0,0,0,0,0,0,0,0,0,0,0]
[2039,128,0,0,0,0,0,0,0,0,0,0,0,0,0,0,0,0,0,0,0,0,0,0,0,0,0,0,0,0,0,0,0,0,0,0,0,0,0,0,0,0,0,0,0,0,0,0,0,0,0,0,0,0,0]
[2039,129,0,0,0,0,0,0,0,0,0,0,0,0,0,0,0,0,0,0,0,0,0,0,0,0,0,0,0,0,0,0,0,0,0,0,0,0,0,0,0,0,0,0,0,0,0,0,0,0,0,0,0,0,0]
[2039,130,0,0,0,0,0,0,0,0,0,0,0,0,0,0,0,0,0,0,0,0,0,0,0,0,0,0,0,0,0,0,0,0,0,0,0,0,0,0,0,0,0,0,0,0,0,0,0,0,0,0,0,0,0]
[2039,131,0,0,0,0,0,0,0,0,0,0,0,0,0,0,0,0,0,0,0,0,0,0,0,0,0,0,0,0,0,0,0,0,0,0,0,0,0,0,0,0,0,0,0,0,0,0,0,0,0,0,0,0,0]
[2039,132,0,0,0,0,0,0,0,0,0,0,0,0,0,0,0,0,0,0,0,0,0,0,0,0,0,0,0,0,0,0,0,0,0,0,0,0,0,0,0,0,0,0,0,0,0,0,0,0,0,0,0,0,0]
[2039,133,0,0,0,0,0,0,0,0,0,0,0,0,0,0,0,0,0,0,0,0,0,0,0,0,0,0,0,0,0,0,0,0,0,0,0,0,0,0,0,0,0,0,0,0,0,0,0,0,0,0,0,0,0]
[2039,134,0,0,0,0,0,0,0,0,0,0,0,0,0,0,0,0,0,0,0,0,0,0,0,0,0,0,0,0,0,0,0,0,0,0,0,0,0,0,0,0,0,0,0,0,0,0,0,0,0,0,0,0,0]
[2039,135,0,0,0,0,0,0,0,0,0,0,0,0,0,0,0,0,0,0,0,0,0,0,0,0,0,0,0,0,0,0,0,0,0,0,0,0,0,0,0,0,0,0,0,0,0,0,0,0,0,0,0,0,0]
[2039,136,0,0,0,0,0,0,0,0,0,0,0,0,0,0,0,0,0,0,0,0,0,0,0,0,0,0,0,0,0,0,0,0,0,0,0,0,0,0,0,0,0,0,0,0,0,0,0,0,0,0,0,0,0]
[2039,137,0,0,0,0,0,0,0,0,0,0,0,0,0,0,0,0,0,0,0,0,0,0,0,0,0,0,0,0,0,0,0,0,0,0,0,0,0,0,0,0,0,0,0,0,0,0,0,0,0,0,0,0,0]
[2039,138,0,0,0,0,0,0,0,0,0,0,0,0,0,0,0,0,0,0,0,0,0,0,0,0,0,0,0,0,0,0,0,0,0,0,0,0,0,0,0,0,0,0,0,0,0,0,0,0,0,0,0,0,0]
[2039,139,0,0,0,0,0,0,0,0,0,0,0,0,0,0,0,0,0,0,0,0,0,0,0,0,0,0,0,0,0,0,0,0,0,0,0,0,0,0,0,0,0,0,0,0,0,0,0,0,0,0,0,0,0]
[2039,140,0,0,0,0,0,0,0,0,0,0,0,0,0,0,0,0,0,0,0,0,0,0,0,0,0,0,0,0,0,0,0,0,0,0,0,0,0,0,0,0,0,0,0,0,0,0,0,0,0,0,0,0,0]
[2039,141,0,0,0,0,0,0,0,0,0,0,0,0,0,0,0,0,0,0,0,0,0,0,0,0,0,0,0,0,0,0,0,0,0,0,0,0,0,0,0,0,0,0,0,0,0,0,0,0,0,0,0,0,0]
[2039,142,0,0,0,0,0,0,0,0,0,0,0,0,0,0,0,0,0,0,0,0,0,0,0,0,0,0,0,0,0,0,0,0,0,0,0,0,0,0,0,0,0,0,0,0,0,0,0,0,0,0,0,0,0]
[2039,143,0,0,0,0,0,0,0,0,0,0,0,0,0,0,0,0,0,0,0,0,0,0,0,0,0,0,0,0,0,0,0,0,0,0,0,0,0,0,0,0,0,0,0,0,0,0,0,0,0,0,0,0,0]
[2039,144,0,0,0,0,0,0,0,0,0,0,0,0,0,0,0,0,0,0,0,0,0,0,0,0,0,0,0,0,0,0,0,0,0,0,0,0,0,0,0,0,0,0,0,0,0,0,0,0,0,0,0,0,0]
[2039,145,0,0,0,0,0,0,0,0,0,0,0,0,0,0,0,0,0,0,0,0,0,0,0,0,0,0,0,0,0,0,0,0,0,0,0,0,0,0,0,0,0,0,0,0,0,0,0,0,0,0,0,0,0]
[2039,146,0,0,0,0,0,0,0,0,0,0,0,0,0,0,0,0,0,0,0,0,0,0,0,0,0,0,0,0,0,0,0,0,0,0,0,0,0,0,0,0,0,0,0,0,0,0,0,0,0,0,0,0,0]
[2039,147,0,0,0,0,0,0,0,0,0,0,0,0,0,0,0,0,0,0,0,0,0,0,0,0,0,0,0,0,0,0,0,0,0,0,0,0,0,0,0,0,0,0,0,0,0,0,0,0,0,0,0,0,0]
[2039,148,0,0,0,0,0,0,0,0,0,0,0,0,0,0,0,0,0,0,0,0,0,0,0,0,0,0,0,0,0,0,0,0,0,0,0,0,0,0,0,0,0,0,0,0,0,0,0,0,0,0,0,0,0]
[2039,149,0,0,0,0,0,0,0,0,0,0,0,0,0,0,0,0,0,0,0,0,0,0,0,0,0,0,0,0,0,0,0,0,0,0,0,0,0,0,0,0,0,0,0,0,0,0,0,0,0,0,0,0,0]
[2039,150,0,0,0,0,0,0,0,0,0,0,0,0,0,0,0,0,0,0,0,0,0,0,0,0,0,0,0,0,0,0,0,0,0,0,0,0,0,0,0,0,0,0,0,0,0,0,0,0,0,0,0,0,0]

{"sheet":"Results_50PoE","index":10,"n_rows":3307,"n_cols":55,"rows_kept":1125,"cut":true,"hidden":false,"merged":[],"bounds":{"rows_first":500,"rows_last":125,"rows_between":500,"halvings":2}}
[]
[]
[]
[]
[]
[null,null,null,"History"]
["Year","Hours",{"$f":"ZSS","v":"MC"},"BH","BR","BT","BU","BW","CDA","CFD","CM","CRM","DC","DMA","DN","DSH","DVY","EB","EL","EM","EW","FSH","FTN","GW","HGS","HT","K","KBH","LD","LWN","M","MC","MGE","MR","MTN","NB","NO","NP","NW","O","OAK","OE","OR","RBD","RWT","SCY","SH","SR","SS","STO","SV","SVW","T","TSE","WD"]
[2018,1,{"$f":"INDEX(D8:BC8,MATCH($C$7,$D$7:$BC$7,0))","v":7859},8760,5293,7458,7590,7559,157,7742,8443,8760,8420,505,8759,8650,8614,8755,7370,8199,8026,7283,6144,7986,8680,5532,8019,1054,3020,435,8760,7859,7688,5672,8495,8053,8760,6709,5778,0,8760,8297,8748,5079,0,0,8760,3652,2573,2400,6778,8760,0,0,8760]
[2018,2,{"$f":"INDEX(D9:BC9,MATCH($C$7,$D$7:$BC$7,0))","v":7566},8760,3973,6755,6637,6180,90,7350,7986,8760,8241,388,8753,8619,8520,8673,6683,7706,7394,6926,5725,7691,8366,5189,7659,806,2720,337,8760,7566,7423,5132,8009,7545,8760,6312,5426,0,8760,6872,8591,4366,0,0,6361,2914,2266,1727,6365,8760,0,0,8760]
[2018,3,7268,8760,2801,5805,5119,4765,65,6937,7204,8760,8063,294,8693,8575,8348,8378,5863,7015,6545,6515,5392,7392,8009,4773,7321,596,2461,250,8753,7268,7154,4639,7615,7123,8760,5906,5041,0,8760,5331,8297,3644,0,0,2392,2278,2030,1250,5975,8760,0,0,8654]
[2018,4,6896,8760,2018,4557,3825,3445,49,6429,6429,8760,7917,215,8609,8524,8156,8058,4997,6346,4944,5982,4966,7032,7429,4368,6760,427,2190,195,8522,6896,6876,4130,7149,6717,8757,5432,4667,0,8760,4197,7763,3049,0,0,770,1803,1823,899,5565,8760,0,0,8305]
[2018,5,6469,8760,1415,3521,2907,2287,39,5775,5638,8759,7719,158,8476,8433,7943,7800,4100,5563,3674,5482,4576,6622,6775,3967,6165,310,1938,129,8150,6469,6567,3540,6713,6285,8750,4926,4335,0,8563,3252,6973,2525,0,0,224,1431,1587,628,5134,8760,0,0,7995]
[2018,6,6074,8760,1023,2701,2190,1396,30,5173,4847,8753,7450,110,8305,8341,7693,7379,3277,4596,2879,4971,4080,6223,6064,3646,5588,210,1662,100,7728,6074,6297,2856,6325,5845,8743,4431,3998,0,8135,2251,6162,1907,0,0,43,1126,1353,440,4669,8760,0,0,7487]
[2018,7,5718,8760,702,2087,1584,841,12,4618,4199,8737,7163,80,8119,8209,7397,6892,2520,3666,2149,4491,3619,5829,5237,3401,4940,114,1393,79,7221,5718,5968,2304,5888,5299,8712,3968,3686,0,7715,1428,5179,1473,0,0,12,856,1111,297,4199,8760,0,0,7019]
[2018,8,5398,8760,503,1546,1131,500,7,4136,3727,8715,6862,55,7902,8047,7161,6412,1977,2826,1603,3986,3205,5481,4416,3133,4126,59,1150,62,6601,5398,5691,1879,5443,4674,8558,3548,3382,0,7228,698,4223,1136,0,0,1,649,865,198,3670,8760,0,0,6605]
[2018,9,5084,8756,345,1182,799,273,5,3621,3126,8675,6536,45,7643,7856,6861,5870,1550,2133,1163,3527,2782,5201,3691,2890,3537,28,967,54,5934,5084,5434,1518,4897,4051,8164,3206,3049,0,6676,333,3340,897,0,0,0,480,653,138,3154,8760,0,0,6149]
[2018,10,4760,8481,230,858,561,162,4,3127,2383,8605,6226,33,7400,7610,6642,5269,1147,1618,874,3125,2351,4940,3019,2641,3034,2,812,48,5271,4760,5107,1219,4366,3384,7635,2881,2746,0,6120,119,2652,703,0,0,0,368,476,93,2694,8760,0,0,5700]
[2018,11,4469,8057,150,639,379,89,4,2707,1831,8507,5888,28,7118,7289,6451,4675,847,1228,674,2741,1997,4679,2497,2363,2626,0,676,39,4517,4469,4783,961,3824,2828,7150,2550,2481,0,5587,17,2112,545,0,0,0,266,343,71,2349,8760,0,0,5264]
[2018,12,4242,7592,100,452,236,56,3,2313,1427,8378,5506,21,6860,7037,6296,4144,597,896,550,2403,1667,4348,2023,2051,2219,0,528,32,3849,4242,4465,732,3292,2356,6820,2224,2255,0,5099,4,1629,414,0,0,0,189,228,52,2105,8760,0,0,4689]
[2018,13,4042,7080,74,307,164,34,2,1955,1034,8190,5128,18,6592,6754,6150,3610,414,635,436,2148,1387,4001,1679,1765,1799,0,406,25,3253,4042,4224,542,2836,2008,6452,1926,2056,0,4532,0,1257,303,0,0,0,141,151,46,1898,8759,0,0,4075]
[2018,14,3854,6659,58,194,119,21,0,1609,568,7990,4717,16,6307,6439,6040,3112,267,453,334,1860,1169,3649,1355,1530,1447,0,291,17,2707,3854,3999,397,2439,1716,5927,1673,1872,0,3918,0,972,210,0,0,0,93,103,33,1696,8756,0,0,3435]
[2018,15,3680,6212,48,133,89,16,0,1345,244,7784,4331,13,6040,6108,5939,2647,165,333,225,1594,967,3333,1114,1333,1148,0,211,11,2227,3680,3694,262,2086,1408,5238,1412,1706,0,3306,0,725,143,0,0,0,59,80,27,1511,8728,0,0,2852]
[2018,16,3550,5752,38,95,72,8,0,1107,124,7562,4036,11,5788,5745,5837,2254,124,230,144,1385,802,3003,876,1177,916,0,154,8,1785,3550,3414,171,1834,1182,4538,1207,1556,0,2738,0,559,96,0,0,0,42,64,23,1295,8658,0,0,2331]
[2018,17,3416,5418,29,65,55,6,0,905,61,7360,3771,9,5505,5425,5674,1900,87,150,86,1193,635,2673,686,990,727,0,106,7,1458,3416,3098,133,1604,954,3956,1012,1402,0,2203,0,418,60,0,0,0,23,51,20,1073,8524,0,0,1888]
[2018,18,3272,4887,23,50,44,2,0,753,33,7138,3477,8,5191,5066,5461,1565,68,100,49,1047,501,2352,563,821,555,0,73,4,1186,3272,2830,97,1383,758,3627,874,1276,0,1764,0,297,40,0,0,0,13,43,18,871,8289,0,0,1544]
[2018,19,3109,4220,15,38,35,0,0,632,18,6887,3165,8,4895,4675,5305,1282,56,70,29,908,369,2024,432,643,418,0,53,2,966,3109,2600,74,1176,574,3390,747,1158,0,1364,0,212,28,0,0,0,8,32,14,629,7906,0,0,1241]
[2018,20,2967,3513,8,30,25,0,0,519,4,6647,2873,7,4553,4368,5100,1036,44,48,9,792,273,1727,323,490,305,0,41,1,761,2967,2396,61,1010,449,3175,627,1056,0,1060,0,158,18,0,0,0,6,24,13,421,7507,0,0,992]
[2018,21,2805,2874,6,19,16,0,0,436,0,6378,2606,7,4258,4091,4872,843,35,36,2,687,190,1438,248,355,218,0,30,1,591,2805,2236,46,862,345,2945,522,923,0,770,0,109,15,0,0,0,5,16,12,285,6932,0,0,753]
[2018,22,2648,2367,2,11,9,0,0,349,0,6061,2360,5,4005,3795,4674,654,27,27,0,608,144,1177,187,258,153,0,25,0,434,2648,2074,38,721,280,2692,412,821,0,542,0,80,11,0,0,0,3,9,11,209,6326,0,0,573]
[2018,23,2460,1909,0,4,3,0,0,271,0,5751,2105,5,3745,3547,4503,519,18,23,0,513,114,984,138,163,113,0,21,0,306,2460,1909,32,590,202,2471,319,745,0,356,0,54,8,0,0,0,1,6,11,142,5707,0,0,471]
[2018,24,2294,1565,0,2,2,0,0,196,0,5417,1859,4,3489,3302,4316,389,13,19,0,438,83,807,93,96,86,0,19,0,213,2294,1749,23,469,161,2237,254,646,0,252,0,41,8,0,0,0,0,3,9,111,5163,0,0,367]
[2018,25,2067,1247,0,1,1,0,0,154,0,5107,1660,4,3258,3091,4185,300,6,15,0,374,71,656,57,50,65,0,14,0,147,2067,1617,19,376,135,2023,193,558,0,168,0,34,8,0,0,0,0,0,8,85,4695,0,0,285]
[2018,26,1862,997,0,0,0,0,0,114,0,4733,1507,3,3001,2897,4087,228,4,12,0,312,61,524,38,23,48,0,10,0,97,1862,1469,13,299,107,1861,131,466,0,121,0,28,7,0,0,0,0,0,8,67,4277,0,0,221]
[2018,27,1646,750,0,0,0,0,0,77,0,4416,1331,2,2786,2741,3974,179,0,10,0,268,51,408,25,10,40,0,8,0,67,1646,1311,9,230,82,1681,99,390,0,93,0,19,6,0,0,0,0,0,6,50,3869,0,0,169]
[2018,28,1471,589,0,0,0,0,0,61,0,4066,1180,1,2531,2550,3862,143,0,5,0,228,36,307,15,7,33,0,5,0,45,1471,1147,6,184,67,1522,79,316,0,79,0,15,6,0,0,0,0,0,6,36,3480,0,0,124]
[2018,29,1293,466,0,0,0,0,0,42,0,3793,1024,0,2339,2377,3735,111,0,1,0,187,32,226,9,5,23,0,3,0,32,1293,982,4,136,57,1365,58,235,0,64,0,10,5,0,0,0,0,0,6,32,3158,0,0,102]
[2018,30,1127,364,0,0,0,0,0,33,0,3519,908,0,2145,2207,3586,90,0,0,0,157,27,178,8,2,21,0,2,0,17,1127,836,4,105,48,1182,45,179,0,52,0,5,5,0,0,0,0,0,5,25,2904,0,0,85]
[2018,31,942,283,0,0,0,0,0,23,0,3267,787,0,1950,2019,3432,73,0,0,0,129,16,140,7,0,18,0,1,0,12,942,685,3,85,38,973,33,124,0,49,0,0,5,0,0,0,0,0,5,23,2634,0,0,73]
[2018,32,756,216,0,0,0,0,0,13,0,3016,676,0,1812,1857,3324,61,0,0,0,108,13,111,3,0,16,0,0,0,5,756,577,3,66,31,766,27,82,0,41,0,0,3,0,0,0,0,0,3,20,2363,0,0,63]
[2018,33,607,168,0,0,0,0,0,10,0,2761,576,0,1693,1689,3215,52,0,0,0,88,8,94,1,0,12,0,0,0,5,607,479,0,57,22,613,22,56,0,31,0,0,2,0,0,0,0,0,3,13,2071,0,0,57]
[2018,34,498,130,0,0,0,0,0,7,0,2512,489,0,1582,1540,3086,45,0,0,0,72,6,78,0,0,10,0,0,0,2,498,388,0,46,18,460,17,40,0,24,0,0,1,0,0,0,0,0,3,11,1809,0,0,51]
[2018,35,388,102,0,0,0,0,0,4,0,2302,415,0,1496,1408,2953,38,0,0,0,59,3,68,0,0,6,0,0,0,0,388,314,0,38,13,341,10,27,0,21,0,0,0,0,0,0,0,0,2,6,1537,0,0,46]
[2018,36,319,85,0,0,0,0,0,1,0,2073,368,0,1387,1255,2833,36,0,0,0,46,0,63,0,0,5,0,0,0,0,319,229,0,33,8,220,7,18,0,18,0,0,0,0,0,0,0,0,0,5,1301,0,0,40]
[2018,37,254,72,0,0,0,0,0,0,0,1859,324,0,1285,1076,2732,34,0,0,0,40,0,59,0,0,2,0,0,0,0,254,176,0,26,5,151,3,13,0,15,0,0,0,0,0,0,0,0,0,5,1058,0,0,31]
[2018,38,206,64,0,0,0,0,0,0,0,1648,279,0,1175,896,2642,25,0,0,0,34,0,46,0,0,1,0,0,0,0,206,129,0,23,3,99,1,9,0,11,0,0,0,0,0,0,0,0,0,5,850,0,0,26]
[2018,39,141,59,0,0,0,0,0,0,0,1480,239,0,1050,728,2574,21,0,0,0,30,0,41,0,0,1,0,0,0,0,141,97,0,20,3,70,1,5,0,9,0,0,0,0,0,0,0,0,0,3,707,0,0,24]
[2018,40,103,51,0,0,0,0,0,0,0,1333,197,0,932,611,2508,16,0,0,0,26,0,36,0,0,0,0,0,0,0,103,67,0,15,1,58,0,4,0,9,0,0,0,0,0,0,0,0,0,3,580,0,0,20]
[2018,41,56,48,0,0,0,0,0,0,0,1197,170,0,812,512,2425,15,0,0,0,22,0,33,0,0,0,0,0,0,0,56,59,0,12,1,39,0,4,0,5,0,0,0,0,0,0,0,0,0,2,477,0,0,19]
[2018,42,27,41,0,0,0,0,0,0,0,1063,148,0,697,413,2356,11,0,0,0,17,0,30,0,0,0,0,0,0,0,27,52,0,9,0,26,0,4,0,0,0,0,0,0,0,0,0,0,0,1,350,0,0,17]
[2018,43,14,30,0,0,0,0,0,0,0,942,133,0,617,336,2290,8,0,0,0,12,0,23,0,0,0,0,0,0,0,14,44,0,9,0,21,0,3,0,0,0,0,0,0,0,0,0,0,0,0,262,0,0,11]
[2018,44,5,26,0,0,0,0,0,0,0,835,116,0,544,264,2200,7,0,0,0,11,0,16,0,0,0,0,0,0,0,5,39,0,7,0,18,0,2,0,0,0,0,0,0,0,0,0,0,0,0,171,0,0,8]
[2018,45,3,24,0,0,0,0,0,0,0,753,101,0,463,205,2108,4,0,0,0,10,0,12,0,0,0,0,0,0,0,3,37,0,5,0,16,0,2,0,0,0,0,0,0,0,0,0,0,0,0,105,0,0,8]
[2018,46,2,19,0,0,0,0,0,0,0,658,90,0,400,138,2012,2,0,0,0,7,0,8,0,0,0,0,0,0,0,2,31,0,3,0,11,0,1,0,0,0,0,0,0,0,0,0,0,0,0,71,0,0,7]
[2018,47,0,17,0,0,0,0,0,0,0,575,79,0,336,93,1918,2,0,0,0,5,0,5,0,0,0,0,0,0,0,0,25,0,1,0,5,0,0,0,0,0,0,0,0,0,0,0,0,0,0,56,0,0,4]
[2018,48,0,15,0,0,0,0,0,0,0,500,69,0,286,47,1793,2,0,0,0,3,0,5,0,0,0,0,0,0,0,0,21,0,0,0,4,0,0,0,0,0,0,0,0,0,0,0,0,0,0,50,0,0,3]
[2018,49,0,10,0,0,0,0,0,0,0,432,63,0,240,20,1643,2,0,0,0,3,0,4,0,0,0,0,0,0,0,0,17,0,0,0,1,0,0,0,0,0,0,0,0,0,0,0,0,0,0,46,0,0,2]
[2018,50,0,8,0,0,0,0,0,0,0,363,61,0,197,11,1490,1,0,0,0,3,0,3,0,0,0,0,0,0,0,0,13,0,0,0,0,0,0,0,0,0,0,0,0,0,0,0,0,0,0,42,0,0,0]
[2018,51,0,8,0,0,0,0,0,0,0,304,55,0,162,7,1358,0,0,0,0,2,0,2,0,0,0,0,0,0,0,0,10,0,0,0,0,0,0,0,0,0,0,0,0,0,0,0,0,0,0,39,0,0,0]
[2018,52,0,7,0,0,0,0,0,0,0,263,53,0,132,3,1234,0,0,0,0,1,0,1,0,0,0,0,0,0,0,0,8,0,0,0,0,0,0,0,0,0,0,0,0,0,0,0,0,0,0,34,0,0,0]
[2018,53,0,4,0,0,0,0,0,0,0,223,50,0,98,1,1111,0,0,0,0,0,0,0,0,0,0,0,0,0,0,0,8,0,0,0,0,0,0,0,0,0,0,0,0,0,0,0,0,0,0,28,0,0,0]
[2018,54,0,2,0,0,0,0,0,0,0,191,46,0,75,0,1005,0,0,0,0,0,0,0,0,0,0,0,0,0,0,0,5,0,0,0,0,0,0,0,0,0,0,0,0,0,0,0,0,0,0,21,0,0,0]
[2018,55,0,1,0,0,0,0,0,0,0,165,43,0,52,0,878,0,0,0,0,0,0,0,0,0,0,0,0,0,0,0,5,0,0,0,0,0,0,0,0,0,0,0,0,0,0,0,0,0,0,11,0,0,0]
[2018,56,0,0,0,0,0,0,0,0,0,131,34,0,33,0,762,0,0,0,0,0,0,0,0,0,0,0,0,0,0,0,4,0,0,0,0,0,0,0,0,0,0,0,0,0,0,0,0,0,0,6,0,0,0]
[2018,57,0,0,0,0,0,0,0,0,0,100,32,0,22,0,621,0,0,0,0,0,0,0,0,0,0,0,0,0,0,0,4,0,0,0,0,0,0,0,0,0,0,0,0,0,0,0,0,0,0,2,0,0,0]
[2018,58,0,0,0,0,0,0,0,0,0,81,30,0,17,0,496,0,0,0,0,0,0,0,0,0,0,0,0,0,0,0,3,0,0,0,0,0,0,0,0,0,0,0,0,0,0,0,0,0,0,0,0,0,0]
[2018,59,0,0,0,0,0,0,0,0,0,61,28,0,12,0,369,0,0,0,0,0,0,0,0,0,0,0,0,0,0,0,2,0,0,0,0,0,0,0,0,0,0,0,0,0,0,0,0,0,0,0,0,0,0]
[2018,60,0,0,0,0,0,0,0,0,0,50,24,0,8,0,261,0,0,0,0,0,0,0,0,0,0,0,0,0,0,0,1,0,0,0,0,0,0,0,0,0,0,0,0,0,0,0,0,0,0,0,0,0,0]
[2018,61,0,0,0,0,0,0,0,0,0,43,20,0,7,0,174,0,0,0,0,0,0,0,0,0,0,0,0,0,0,0,0,0,0,0,0,0,0,0,0,0,0,0,0,0,0,0,0,0,0,0,0,0,0]
[2018,62,0,0,0,0,0,0,0,0,0,31,20,0,4,0,118,0,0,0,0,0,0,0,0,0,0,0,0,0,0,0,0,0,0,0,0,0,0,0,0,0,0,0,0,0,0,0,0,0,0,0,0,0,0]
[2018,63,0,0,0,0,0,0,0,0,0,23,16,0,4,0,74,0,0,0,0,0,0,0,0,0,0,0,0,0,0,0,0,0,0,0,0,0,0,0,0,0,0,0,0,0,0,0,0,0,0,0,0,0,0]
[2018,64,0,0,0,0,0,0,0,0,0,21,14,0,3,0,38,0,0,0,0,0,0,0,0,0,0,0,0,0,0,0,0,0,0,0,0,0,0,0,0,0,0,0,0,0,0,0,0,0,0,0,0,0,0]
[2018,65,0,0,0,0,0,0,0,0,0,14,11,0,0,0,17,0,0,0,0,0,0,0,0,0,0,0,0,0,0,0,0,0,0,0,0,0,0,0,0,0,0,0,0,0,0,0,0,0,0,0,0,0,0]
[2018,66,{"$f":"INDEX(D73:BC73,MATCH($C$7,$D$7:$BC$7,0))","v":0},0,0,0,0,0,0,0,0,10,10,0,0,0,9,0,0,0,0,0,0,0,0,0,0,0,0,0,0,0,0,0,0,0,0,0,0,0,0,0,0,0,0,0,0,0,0,0,0,0,0,0,0]
[2018,67,0,0,0,0,0,0,0,0,0,9,9,0,0,0,4,0,0,0,0,0,0,0,0,0,0,0,0,0,0,0,0,0,0,0,0,0,0,0,0,0,0,0,0,0,0,0,0,0,0,0,0,0,0]
[2018,68,0,0,0,0,0,0,0,0,0,7,7,0,0,0,1,0,0,0,0,0,0,0,0,0,0,0,0,0,0,0,0,0,0,0,0,0,0,0,0,0,0,0,0,0,0,0,0,0,0,0,0,0,0]
[2018,69,0,0,0,0,0,0,0,0,0,5,7,0,0,0,0,0,0,0,0,0,0,0,0,0,0,0,0,0,0,0,0,0,0,0,0,0,0,0,0,0,0,0,0,0,0,0,0,0,0,0,0,0,0]
[2018,70,0,0,0,0,0,0,0,0,0,2,5,0,0,0,0,0,0,0,0,0,0,0,0,0,0,0,0,0,0,0,0,0,0,0,0,0,0,0,0,0,0,0,0,0,0,0,0,0,0,0,0,0,0]
[2018,71,0,0,0,0,0,0,0,0,0,1,5,0,0,0,0,0,0,0,0,0,0,0,0,0,0,0,0,0,0,0,0,0,0,0,0,0,0,0,0,0,0,0,0,0,0,0,0,0,0,0,0,0,0]
[2018,72,0,0,0,0,0,0,0,0,0,0,4,0,0,0,0,0,0,0,0,0,0,0,0,0,0,0,0,0,0,0,0,0,0,0,0,0,0,0,0,0,0,0,0,0,0,0,0,0,0,0,0,0,0]
[2018,73,0,0,0,0,0,0,0,0,0,0,2,0,0,0,0,0,0,0,0,0,0,0,0,0,0,0,0,0,0,0,0,0,0,0,0,0,0,0,0,0,0,0,0,0,0,0,0,0,0,0,0,0,0]
[2018,74,0,0,0,0,0,0,0,0,0,0,2,0,0,0,0,0,0,0,0,0,0,0,0,0,0,0,0,0,0,0,0,0,0,0,0,0,0,0,0,0,0,0,0,0,0,0,0,0,0,0,0,0,0]
[2018,75,0,0,0,0,0,0,0,0,0,0,1,0,0,0,0,0,0,0,0,0,0,0,0,0,0,0,0,0,0,0,0,0,0,0,0,0,0,0,0,0,0,0,0,0,0,0,0,0,0,0,0,0,0]
[2018,76,0,0,0,0,0,0,0,0,0,0,1,0,0,0,0,0,0,0,0,0,0,0,0,0,0,0,0,0,0,0,0,0,0,0,0,0,0,0,0,0,0,0,0,0,0,0,0,0,0,0,0,0,0]
[2018,77,0,0,0,0,0,0,0,0,0,0,0,0,0,0,0,0,0,0,0,0,0,0,0,0,0,0,0,0,0,0,0,0,0,0,0,0,0,0,0,0,0,0,0,0,0,0,0,0,0,0,0,0,0]
[2018,78,0,0,0,0,0,0,0,0,0,0,0,0,0,0,0,0,0,0,0,0,0,0,0,0,0,0,0,0,0,0,0,0,0,0,0,0,0,0,0,0,0,0,0,0,0,0,0,0,0,0,0,0,0]
[2018,79,0,0,0,0,0,0,0,0,0,0,0,0,0,0,0,0,0,0,0,0,0,0,0,0,0,0,0,0,0,0,0,0,0,0,0,0,0,0,0,0,0,0,0,0,0,0,0,0,0,0,0,0,0]
[2018,80,0,0,0,0,0,0,0,0,0,0,0,0,0,0,0,0,0,0,0,0,0,0,0,0,0,0,0,0,0,0,0,0,0,0,0,0,0,0,0,0,0,0,0,0,0,0,0,0,0,0,0,0,0]
[2018,81,0,0,0,0,0,0,0,0,0,0,0,0,0,0,0,0,0,0,0,0,0,0,0,0,0,0,0,0,0,0,0,0,0,0,0,0,0,0,0,0,0,0,0,0,0,0,0,0,0,0,0,0,0]
[2018,82,0,0,0,0,0,0,0,0,0,0,0,0,0,0,0,0,0,0,0,0,0,0,0,0,0,0,0,0,0,0,0,0,0,0,0,0,0,0,0,0,0,0,0,0,0,0,0,0,0,0,0,0,0]
[2018,83,0,0,0,0,0,0,0,0,0,0,0,0,0,0,0,0,0,0,0,0,0,0,0,0,0,0,0,0,0,0,0,0,0,0,0,0,0,0,0,0,0,0,0,0,0,0,0,0,0,0,0,0,0]
[2018,84,0,0,0,0,0,0,0,0,0,0,0,0,0,0,0,0,0,0,0,0,0,0,0,0,0,0,0,0,0,0,0,0,0,0,0,0,0,0,0,0,0,0,0,0,0,0,0,0,0,0,0,0,0]
[2018,85,0,0,0,0,0,0,0,0,0,0,0,0,0,0,0,0,0,0,0,0,0,0,0,0,0,0,0,0,0,0,0,0,0,0,0,0,0,0,0,0,0,0,0,0,0,0,0,0,0,0,0,0,0]
[2018,86,0,0,0,0,0,0,0,0,0,0,0,0,0,0,0,0,0,0,0,0,0,0,0,0,0,0,0,0,0,0,0,0,0,0,0,0,0,0,0,0,0,0,0,0,0,0,0,0,0,0,0,0,0]
[2018,87,0,0,0,0,0,0,0,0,0,0,0,0,0,0,0,0,0,0,0,0,0,0,0,0,0,0,0,0,0,0,0,0,0,0,0,0,0,0,0,0,0,0,0,0,0,0,0,0,0,0,0,0,0]
[2018,88,0,0,0,0,0,0,0,0,0,0,0,0,0,0,0,0,0,0,0,0,0,0,0,0,0,0,0,0,0,0,0,0,0,0,0,0,0,0,0,0,0,0,0,0,0,0,0,0,0,0,0,0,0]
[2018,89,0,0,0,0,0,0,0,0,0,0,0,0,0,0,0,0,0,0,0,0,0,0,0,0,0,0,0,0,0,0,0,0,0,0,0,0,0,0,0,0,0,0,0,0,0,0,0,0,0,0,0,0,0]
[2018,90,0,0,0,0,0,0,0,0,0,0,0,0,0,0,0,0,0,0,0,0,0,0,0,0,0,0,0,0,0,0,0,0,0,0,0,0,0,0,0,0,0,0,0,0,0,0,0,0,0,0,0,0,0]
[2018,91,0,0,0,0,0,0,0,0,0,0,0,0,0,0,0,0,0,0,0,0,0,0,0,0,0,0,0,0,0,0,0,0,0,0,0,0,0,0,0,0,0,0,0,0,0,0,0,0,0,0,0,0,0]
[2018,92,0,0,0,0,0,0,0,0,0,0,0,0,0,0,0,0,0,0,0,0,0,0,0,0,0,0,0,0,0,0,0,0,0,0,0,0,0,0,0,0,0,0,0,0,0,0,0,0,0,0,0,0,0]
[2018,93,0,0,0,0,0,0,0,0,0,0,0,0,0,0,0,0,0,0,0,0,0,0,0,0,0,0,0,0,0,0,0,0,0,0,0,0,0,0,0,0,0,0,0,0,0,0,0,0,0,0,0,0,0]
[2018,94,0,0,0,0,0,0,0,0,0,0,0,0,0,0,0,0,0,0,0,0,0,0,0,0,0,0,0,0,0,0,0,0,0,0,0,0,0,0,0,0,0,0,0,0,0,0,0,0,0,0,0,0,0]
[2018,95,0,0,0,0,0,0,0,0,0,0,0,0,0,0,0,0,0,0,0,0,0,0,0,0,0,0,0,0,0,0,0,0,0,0,0,0,0,0,0,0,0,0,0,0,0,0,0,0,0,0,0,0,0]
[2018,96,0,0,0,0,0,0,0,0,0,0,0,0,0,0,0,0,0,0,0,0,0,0,0,0,0,0,0,0,0,0,0,0,0,0,0,0,0,0,0,0,0,0,0,0,0,0,0,0,0,0,0,0,0]
[2018,97,0,0,0,0,0,0,0,0,0,0,0,0,0,0,0,0,0,0,0,0,0,0,0,0,0,0,0,0,0,0,0,0,0,0,0,0,0,0,0,0,0,0,0,0,0,0,0,0,0,0,0,0,0]
[2018,98,0,0,0,0,0,0,0,0,0,0,0,0,0,0,0,0,0,0,0,0,0,0,0,0,0,0,0,0,0,0,0,0,0,0,0,0,0,0,0,0,0,0,0,0,0,0,0,0,0,0,0,0,0]
[2018,99,0,0,0,0,0,0,0,0,0,0,0,0,0,0,0,0,0,0,0,0,0,0,0,0,0,0,0,0,0,0,0,0,0,0,0,0,0,0,0,0,0,0,0,0,0,0,0,0,0,0,0,0,0]
[2018,100,0,0,0,0,0,0,0,0,0,0,0,0,0,0,0,0,0,0,0,0,0,0,0,0,0,0,0,0,0,0,0,0,0,0,0,0,0,0,0,0,0,0,0,0,0,0,0,0,0,0,0,0,0]
[2018,101,0,0,0,0,0,0,0,0,0,0,0,0,0,0,0,0,0,0,0,0,0,0,0,0,0,0,0,0,0,0,0,0,0,0,0,0,0,0,0,0,0,0,0,0,0,0,0,0,0,0,0,0,0]
[2018,102,0,0,0,0,0,0,0,0,0,0,0,0,0,0,0,0,0,0,0,0,0,0,0,0,0,0,0,0,0,0,0,0,0,0,0,0,0,0,0,0,0,0,0,0,0,0,0,0,0,0,0,0,0]
[2018,103,0,0,0,0,0,0,0,0,0,0,0,0,0,0,0,0,0,0,0,0,0,0,0,0,0,0,0,0,0,0,0,0,0,0,0,0,0,0,0,0,0,0,0,0,0,0,0,0,0,0,0,0,0]
[2018,104,0,0,0,0,0,0,0,0,0,0,0,0,0,0,0,0,0,0,0,0,0,0,0,0,0,0,0,0,0,0,0,0,0,0,0,0,0,0,0,0,0,0,0,0,0,0,0,0,0,0,0,0,0]
[2018,105,0,0,0,0,0,0,0,0,0,0,0,0,0,0,0,0,0,0,0,0,0,0,0,0,0,0,0,0,0,0,0,0,0,0,0,0,0,0,0,0,0,0,0,0,0,0,0,0,0,0,0,0,0]
[2018,106,0,0,0,0,0,0,0,0,0,0,0,0,0,0,0,0,0,0,0,0,0,0,0,0,0,0,0,0,0,0,0,0,0,0,0,0,0,0,0,0,0,0,0,0,0,0,0,0,0,0,0,0,0]
[2018,107,0,0,0,0,0,0,0,0,0,0,0,0,0,0,0,0,0,0,0,0,0,0,0,0,0,0,0,0,0,0,0,0,0,0,0,0,0,0,0,0,0,0,0,0,0,0,0,0,0,0,0,0,0]
[2018,108,0,0,0,0,0,0,0,0,0,0,0,0,0,0,0,0,0,0,0,0,0,0,0,0,0,0,0,0,0,0,0,0,0,0,0,0,0,0,0,0,0,0,0,0,0,0,0,0,0,0,0,0,0]
[2018,109,0,0,0,0,0,0,0,0,0,0,0,0,0,0,0,0,0,0,0,0,0,0,0,0,0,0,0,0,0,0,0,0,0,0,0,0,0,0,0,0,0,0,0,0,0,0,0,0,0,0,0,0,0]
[2018,110,0,0,0,0,0,0,0,0,0,0,0,0,0,0,0,0,0,0,0,0,0,0,0,0,0,0,0,0,0,0,0,0,0,0,0,0,0,0,0,0,0,0,0,0,0,0,0,0,0,0,0,0,0]
[2018,111,0,0,0,0,0,0,0,0,0,0,0,0,0,0,0,0,0,0,0,0,0,0,0,0,0,0,0,0,0,0,0,0,0,0,0,0,0,0,0,0,0,0,0,0,0,0,0,0,0,0,0,0,0]
[2018,112,0,0,0,0,0,0,0,0,0,0,0,0,0,0,0,0,0,0,0,0,0,0,0,0,0,0,0,0,0,0,0,0,0,0,0,0,0,0,0,0,0,0,0,0,0,0,0,0,0,0,0,0,0]
[2018,113,0,0,0,0,0,0,0,0,0,0,0,0,0,0,0,0,0,0,0,0,0,0,0,0,0,0,0,0,0,0,0,0,0,0,0,0,0,0,0,0,0,0,0,0,0,0,0,0,0,0,0,0,0]
[2018,114,0,0,0,0,0,0,0,0,0,0,0,0,0,0,0,0,0,0,0,0,0,0,0,0,0,0,0,0,0,0,0,0,0,0,0,0,0,0,0,0,0,0,0,0,0,0,0,0,0,0,0,0,0]
[2018,115,0,0,0,0,0,0,0,0,0,0,0,0,0,0,0,0,0,0,0,0,0,0,0,0,0,0,0,0,0,0,0,0,0,0,0,0,0,0,0,0,0,0,0,0,0,0,0,0,0,0,0,0,0]
[2018,116,0,0,0,0,0,0,0,0,0,0,0,0,0,0,0,0,0,0,0,0,0,0,0,0,0,0,0,0,0,0,0,0,0,0,0,0,0,0,0,0,0,0,0,0,0,0,0,0,0,0,0,0,0]
[2018,117,0,0,0,0,0,0,0,0,0,0,0,0,0,0,0,0,0,0,0,0,0,0,0,0,0,0,0,0,0,0,0,0,0,0,0,0,0,0,0,0,0,0,0,0,0,0,0,0,0,0,0,0,0]
[2018,118,0,0,0,0,0,0,0,0,0,0,0,0,0,0,0,0,0,0,0,0,0,0,0,0,0,0,0,0,0,0,0,0,0,0,0,0,0,0,0,0,0,0,0,0,0,0,0,0,0,0,0,0,0]
[2018,119,0,0,0,0,0,0,0,0,0,0,0,0,0,0,0,0,0,0,0,0,0,0,0,0,0,0,0,0,0,0,0,0,0,0,0,0,0,0,0,0,0,0,0,0,0,0,0,0,0,0,0,0,0]
[2018,120,0,0,0,0,0,0,0,0,0,0,0,0,0,0,0,0,0,0,0,0,0,0,0,0,0,0,0,0,0,0,0,0,0,0,0,0,0,0,0,0,0,0,0,0,0,0,0,0,0,0,0,0,0]
[2018,121,0,0,0,0,0,0,0,0,0,0,0,0,0,0,0,0,0,0,0,0,0,0,0,0,0,0,0,0,0,0,0,0,0,0,0,0,0,0,0,0,0,0,0,0,0,0,0,0,0,0,0,0,0]
[2018,122,0,0,0,0,0,0,0,0,0,0,0,0,0,0,0,0,0,0,0,0,0,0,0,0,0,0,0,0,0,0,0,0,0,0,0,0,0,0,0,0,0,0,0,0,0,0,0,0,0,0,0,0,0]
[2018,123,0,0,0,0,0,0,0,0,0,0,0,0,0,0,0,0,0,0,0,0,0,0,0,0,0,0,0,0,0,0,0,0,0,0,0,0,0,0,0,0,0,0,0,0,0,0,0,0,0,0,0,0,0]
[2018,124,0,0,0,0,0,0,0,0,0,0,0,0,0,0,0,0,0,0,0,0,0,0,0,0,0,0,0,0,0,0,0,0,0,0,0,0,0,0,0,0,0,0,0,0,0,0,0,0,0,0,0,0,0]
[2018,125,0,0,0,0,0,0,0,0,0,0,0,0,0,0,0,0,0,0,0,0,0,0,0,0,0,0,0,0,0,0,0,0,0,0,0,0,0,0,0,0,0,0,0,0,0,0,0,0,0,0,0,0,0]
[2018,126,0,0,0,0,0,0,0,0,0,0,0,0,0,0,0,0,0,0,0,0,0,0,0,0,0,0,0,0,0,0,0,0,0,0,0,0,0,0,0,0,0,0,0,0,0,0,0,0,0,0,0,0,0]
[2018,127,0,0,0,0,0,0,0,0,0,0,0,0,0,0,0,0,0,0,0,0,0,0,0,0,0,0,0,0,0,0,0,0,0,0,0,0,0,0,0,0,0,0,0,0,0,0,0,0,0,0,0,0,0]
[2018,128,0,0,0,0,0,0,0,0,0,0,0,0,0,0,0,0,0,0,0,0,0,0,0,0,0,0,0,0,0,0,0,0,0,0,0,0,0,0,0,0,0,0,0,0,0,0,0,0,0,0,0,0,0]
[2018,129,0,0,0,0,0,0,0,0,0,0,0,0,0,0,0,0,0,0,0,0,0,0,0,0,0,0,0,0,0,0,0,0,0,0,0,0,0,0,0,0,0,0,0,0,0,0,0,0,0,0,0,0,0]
[2018,130,{"$f":"INDEX(D137:BC137,MATCH($C$7,$D$7:$BC$7,0))","v":0},0,0,0,0,0,0,0,0,0,0,0,0,0,0,0,0,0,0,0,0,0,0,0,0,0,0,0,0,0,0,0,0,0,0,0,0,0,0,0,0,0,0,0,0,0,0,0,0,0,0,0,0]
[2018,131,0,0,0,0,0,0,0,0,0,0,0,0,0,0,0,0,0,0,0,0,0,0,0,0,0,0,0,0,0,0,0,0,0,0,0,0,0,0,0,0,0,0,0,0,0,0,0,0,0,0,0,0,0]
[2018,132,0,0,0,0,0,0,0,0,0,0,0,0,0,0,0,0,0,0,0,0,0,0,0,0,0,0,0,0,0,0,0,0,0,0,0,0,0,0,0,0,0,0,0,0,0,0,0,0,0,0,0,0,0]
[2018,133,0,0,0,0,0,0,0,0,0,0,0,0,0,0,0,0,0,0,0,0,0,0,0,0,0,0,0,0,0,0,0,0,0,0,0,0,0,0,0,0,0,0,0,0,0,0,0,0,0,0,0,0,0]
[2018,134,0,0,0,0,0,0,0,0,0,0,0,0,0,0,0,0,0,0,0,0,0,0,0,0,0,0,0,0,0,0,0,0,0,0,0,0,0,0,0,0,0,0,0,0,0,0,0,0,0,0,0,0,0]
[2018,135,0,0,0,0,0,0,0,0,0,0,0,0,0,0,0,0,0,0,0,0,0,0,0,0,0,0,0,0,0,0,0,0,0,0,0,0,0,0,0,0,0,0,0,0,0,0,0,0,0,0,0,0,0]
[2018,136,0,0,0,0,0,0,0,0,0,0,0,0,0,0,0,0,0,0,0,0,0,0,0,0,0,0,0,0,0,0,0,0,0,0,0,0,0,0,0,0,0,0,0,0,0,0,0,0,0,0,0,0,0]
[2018,137,0,0,0,0,0,0,0,0,0,0,0,0,0,0,0,0,0,0,0,0,0,0,0,0,0,0,0,0,0,0,0,0,0,0,0,0,0,0,0,0,0,0,0,0,0,0,0,0,0,0,0,0,0]
[2018,138,0,0,0,0,0,0,0,0,0,0,0,0,0,0,0,0,0,0,0,0,0,0,0,0,0,0,0,0,0,0,0,0,0,0,0,0,0,0,0,0,0,0,0,0,0,0,0,0,0,0,0,0,0]
[2018,139,0,0,0,0,0,0,0,0,0,0,0,0,0,0,0,0,0,0,0,0,0,0,0,0,0,0,0,0,0,0,0,0,0,0,0,0,0,0,0,0,0,0,0,0,0,0,0,0,0,0,0,0,0]
[2018,140,0,0,0,0,0,0,0,0,0,0,0,0,0,0,0,0,0,0,0,0,0,0,0,0,0,0,0,0,0,0,0,0,0,0,0,0,0,0,0,0,0,0,0,0,0,0,0,0,0,0,0,0,0]
[2018,141,0,0,0,0,0,0,0,0,0,0,0,0,0,0,0,0,0,0,0,0,0,0,0,0,0,0,0,0,0,0,0,0,0,0,0,0,0,0,0,0,0,0,0,0,0,0,0,0,0,0,0,0,0]
[2018,142,0,0,0,0,0,0,0,0,0,0,0,0,0,0,0,0,0,0,0,0,0,0,0,0,0,0,0,0,0,0,0,0,0,0,0,0,0,0,0,0,0,0,0,0,0,0,0,0,0,0,0,0,0]
[2018,143,0,0,0,0,0,0,0,0,0,0,0,0,0,0,0,0,0,0,0,0,0,0,0,0,0,0,0,0,0,0,0,0,0,0,0,0,0,0,0,0,0,0,0,0,0,0,0,0,0,0,0,0,0]
[2018,144,0,0,0,0,0,0,0,0,0,0,0,0,0,0,0,0,0,0,0,0,0,0,0,0,0,0,0,0,0,0,0,0,0,0,0,0,0,0,0,0,0,0,0,0,0,0,0,0,0,0,0,0,0]
[2018,145,0,0,0,0,0,0,0,0,0,0,0,0,0,0,0,0,0,0,0,0,0,0,0,0,0,0,0,0,0,0,0,0,0,0,0,0,0,0,0,0,0,0,0,0,0,0,0,0,0,0,0,0,0]
[2018,146,0,0,0,0,0,0,0,0,0,0,0,0,0,0,0,0,0,0,0,0,0,0,0,0,0,0,0,0,0,0,0,0,0,0,0,0,0,0,0,0,0,0,0,0,0,0,0,0,0,0,0,0,0]
[2018,147,0,0,0,0,0,0,0,0,0,0,0,0,0,0,0,0,0,0,0,0,0,0,0,0,0,0,0,0,0,0,0,0,0,0,0,0,0,0,0,0,0,0,0,0,0,0,0,0,0,0,0,0,0]
[2018,148,0,0,0,0,0,0,0,0,0,0,0,0,0,0,0,0,0,0,0,0,0,0,0,0,0,0,0,0,0,0,0,0,0,0,0,0,0,0,0,0,0,0,0,0,0,0,0,0,0,0,0,0,0]
[2018,149,0,0,0,0,0,0,0,0,0,0,0,0,0,0,0,0,0,0,0,0,0,0,0,0,0,0,0,0,0,0,0,0,0,0,0,0,0,0,0,0,0,0,0,0,0,0,0,0,0,0,0,0,0]
[2018,150,0,0,0,0,0,0,0,0,0,0,0,0,0,0,0,0,0,0,0,0,0,0,0,0,0,0,0,0,0,0,0,0,0,0,0,0,0,0,0,0,0,0,0,0,0,0,0,0,0,0,0,0,0]
[2019,1,8383,8760,5744,7810,7928,7903,176,8563,8749,8760,8760,637,8760,8700,8707,8755,8172,8760,8402,8212,6871,8746,8760,7206,8759,2318,5355,534,8760,8383,8750,6258,8759,8611,8760,8106,6935,0,8760,8702,8748,7350,0,0,8760,4891,4545,3579,8310,8760,0,0,8760]
[2019,2,8201,8760,4619,7068,7079,6542,105,8107,8629,8760,8760,505,8760,8690,8679,8755,7496,8466,7664,7873,6417,8647,8754,6740,8759,1968,4874,429,8760,8201,8693,5717,8512,8010,8760,7691,6601,0,8760,7931,8748,6561,0,0,6903,3953,4177,2662,8000,8760,0,0,8760]
[2019,3,7968,8760,3274,6294,5783,5116,74,7718,8178,8760,8760,394,8760,8682,8648,8755,6807,7779,7071,7512,6091,8421,8559,6260,8728,1565,4397,329,8760,7968,8578,5177,8120,7568,8760,7253,6236,0,8760,6056,8593,5638,0,0,2745,3043,3846,1941,7548,8760,0,0,8760]
[2019,4,7674,8760,2328,5337,4378,3829,51,7376,7538,8760,8759,295,8760,8662,8593,8754,6150,7089,5837,7046,5772,8100,8103,5683,8110,1163,3908,256,8760,7674,8379,4712,7596,7142,8760,6805,5789,0,8760,4712,8263,4714,0,0,927,2389,3535,1411,6987,8760,0,0,8760]
[2019,5,7277,8760,1669,4142,3288,2787,43,6972,6587,8760,8735,225,8760,8624,8496,8735,5415,6460,4214,6612,5396,7731,7554,5081,7541,870,3347,172,8750,7277,8145,4234,7138,6682,8760,6355,5458,0,8760,3800,7627,3843,0,0,308,1870,3162,1013,6384,8760,0,0,8517]
[2019,6,6894,8760,1212,3191,2481,1758,34,6566,5671,8760,8471,164,8760,8587,8282,8413,4611,5841,3248,6214,4993,7286,6881,4564,6952,624,2821,125,8536,6894,7823,3627,6722,6280,8760,5865,5174,0,8748,2959,6811,2906,0,0,54,1452,2744,720,5772,8760,0,0,7951]
[2019,7,6545,8760,851,2456,1834,1065,26,6142,5043,8760,8134,115,8760,8529,7986,7929,3612,5145,2518,5780,4645,6915,6153,4225,6425,442,2320,94,8118,6545,7403,3062,6270,5908,8755,5458,4885,0,8357,2112,5979,2219,0,0,18,1107,2331,521,5223,8760,0,0,7517]
[2019,8,6166,8760,603,1855,1283,655,14,5652,4576,8760,7872,84,8759,8447,7684,7456,2812,4055,1875,5325,4276,6571,5379,3987,5935,311,1844,67,7528,6166,6989,2490,5887,5517,8742,5043,4600,0,7899,1012,5095,1667,0,0,1,835,1908,365,4664,8760,0,0,7060]
[2019,9,5770,8760,426,1410,932,424,7,5007,4014,8760,7584,65,8754,8299,7382,7010,2210,3071,1367,4822,3914,6258,4601,3727,5455,208,1510,61,6992,5770,6578,1999,5488,4979,8708,4681,4256,0,7267,488,4103,1279,0,0,0,617,1502,255,4170,8760,0,0,6561]
[2019,10,5334,8754,287,1056,666,250,4,4340,3379,8760,7315,53,8736,8171,7097,6481,1696,2377,1010,4327,3406,5953,3764,3502,4843,120,1213,54,6421,5334,6141,1638,5011,4253,8678,4280,3927,0,6677,172,3240,995,0,0,0,455,1160,182,3738,8760,0,0,6153]
[2019,11,4980,8417,195,758,467,147,3,3726,2892,8758,7003,44,8670,8009,6866,5963,1254,1787,760,3829,2946,5639,3044,3299,4390,59,986,48,5749,4980,5696,1298,4493,3562,8643,3819,3631,0,6152,37,2578,765,0,0,0,319,873,126,3415,8760,0,0,5832]
[2019,12,4697,7853,127,581,292,79,2,3241,2437,8757,6714,32,8577,7843,6668,5516,910,1346,620,3400,2480,5324,2465,3096,3876,28,771,40,5165,4697,5345,1015,3980,2937,8532,3323,3314,0,5729,12,1985,567,0,0,0,218,634,91,3113,8760,0,0,5489]
[2019,13,4432,7438,87,415,195,50,0,2818,1849,8748,6433,27,8389,7645,6455,5065,638,980,503,3001,2055,4951,2041,2871,3064,2,591,31,4572,4432,5023,805,3467,2500,8239,2881,3010,0,5344,0,1554,409,0,0,0,158,464,70,2792,8760,0,0,5093]
[2019,14,4247,6973,61,278,134,31,0,2422,1179,8730,6131,25,8172,7398,6285,4522,438,703,399,2596,1712,4631,1659,2654,2374,0,423,22,3909,4247,4784,610,2979,2111,7650,2443,2741,0,4943,0,1188,283,0,0,0,106,333,49,2463,8760,0,0,4399]
[2019,15,4074,6476,54,166,104,22,0,2078,614,8708,5810,20,7901,7089,6159,3914,280,497,287,2241,1423,4380,1333,2441,1872,0,314,16,3204,4074,4560,424,2564,1764,6773,2086,2500,0,4447,0,914,197,0,0,0,76,247,37,2144,8759,0,0,3637]
[2019,16,3915,6092,44,114,87,14,0,1777,310,8670,5540,17,7609,6686,6059,3339,196,357,188,1963,1172,4164,1084,2256,1438,0,237,12,2567,3915,4374,308,2251,1497,5864,1761,2240,0,3785,0,708,135,0,0,0,52,177,33,1798,8757,0,0,2968]
[2019,17,3779,5771,31,83,68,11,0,1477,165,8601,5286,15,7288,6392,5981,2822,141,246,112,1686,932,3951,863,2023,1133,0,176,11,2078,3779,4193,225,1960,1238,5173,1486,2007,0,3107,0,539,84,0,0,0,35,136,30,1466,8750,0,0,2385]
[2019,18,3648,5443,25,64,51,8,0,1238,92,8514,4991,11,6893,6086,5889,2340,105,158,56,1460,731,3672,692,1732,856,0,141,8,1710,3648,4001,162,1697,989,4687,1271,1785,0,2473,0,399,59,0,0,0,25,108,27,1183,8697,0,0,1995]
[2019,19,3499,4969,20,43,42,5,0,1015,46,8398,4668,10,6495,5722,5797,1951,80,109,36,1296,557,3352,525,1435,658,0,111,6,1410,3499,3822,108,1462,763,4320,1069,1628,0,1908,0,299,44,0,0,0,18,80,21,872,8593,0,0,1614]
[2019,20,3349,4262,14,39,30,0,0,862,24,8245,4288,8,6041,5333,5668,1606,67,74,12,1120,414,2983,410,1104,487,0,92,5,1097,3349,3646,86,1249,603,4038,891,1489,0,1412,0,204,30,0,0,0,11,61,20,629,8407,0,0,1317]
[2019,21,3201,3508,10,28,20,0,0,708,8,8034,3894,8,5606,5007,5501,1307,53,57,2,973,301,2592,306,817,355,0,70,3,863,3201,3510,68,1064,469,3764,721,1295,0,1046,0,133,24,0,0,0,9,45,17,454,8106,0,0,1017]
[2019,22,3084,2843,5,17,14,0,0,603,3,7785,3495,7,5241,4679,5245,1065,43,44,0,851,216,2227,237,607,258,0,60,0,632,3084,3349,54,896,363,3459,575,1139,0,755,0,96,21,0,0,0,6,33,14,334,7653,0,0,799]
[2019,23,2934,2307,2,11,7,0,0,501,1,7512,3132,5,4930,4331,5001,827,35,34,0,734,170,1854,179,422,184,0,53,0,441,2934,3130,47,753,254,3206,450,990,0,516,0,66,16,0,0,0,2,24,13,249,7128,0,0,650]
[2019,24,2775,1917,0,6,5,0,0,420,0,7227,2790,5,4610,4019,4793,649,26,26,0,629,129,1549,119,301,146,0,46,0,306,2775,2862,37,614,195,3024,351,855,0,363,0,54,14,0,0,0,0,17,11,197,6544,0,0,493]
[2019,25,2627,1548,0,4,2,0,0,340,0,6928,2488,4,4354,3735,4577,483,13,20,0,532,105,1293,68,197,118,0,37,0,213,2627,2591,30,496,163,2879,264,725,0,257,0,46,12,0,0,0,0,11,8,154,5896,0,0,386]
[2019,26,2489,1260,0,0,0,0,0,270,0,6634,2236,4,4090,3515,4392,376,12,15,0,461,86,1051,44,124,89,0,29,0,136,2489,2305,25,405,130,2743,188,600,0,178,0,35,11,0,0,0,0,11,8,117,5279,0,0,287]
[2019,27,2337,967,0,0,0,0,0,213,0,6304,2026,3,3890,3301,4268,283,5,12,0,401,73,852,28,81,72,0,25,0,96,2337,1983,15,311,102,2581,143,494,0,138,0,26,9,0,0,0,0,7,6,82,4763,0,0,220]
[2019,28,2172,763,0,0,0,0,0,151,0,5972,1804,2,3669,3123,4140,227,1,10,0,346,57,649,20,52,60,0,18,0,64,2172,1717,12,251,84,2385,110,400,0,112,0,22,8,0,0,0,0,5,6,60,4285,0,0,167]
[2019,29,1975,622,0,0,0,0,0,109,0,5629,1604,1,3472,2930,4021,179,0,5,0,283,48,499,15,37,45,0,12,0,49,1975,1444,11,192,69,2199,89,301,0,93,0,16,6,0,0,0,0,4,6,51,3888,0,0,132]
[2019,30,1776,472,0,0,0,0,0,74,0,5352,1418,0,3294,2766,3936,145,0,2,0,233,45,373,12,30,40,0,11,0,34,1776,1201,10,143,60,2007,70,234,0,78,0,10,5,0,0,0,0,3,5,41,3572,0,0,113]
[2019,31,1496,370,0,0,0,0,0,54,0,5022,1266,0,3109,2594,3860,119,0,0,0,196,38,285,9,21,33,0,8,0,25,1496,986,9,115,46,1738,59,170,0,66,0,5,5,0,0,0,0,0,5,31,3287,0,0,97]
[2019,32,1242,269,0,0,0,0,0,42,0,4690,1120,0,2972,2439,3769,101,0,0,0,157,32,226,4,12,27,0,7,0,20,1242,807,6,85,40,1460,51,117,0,58,0,5,3,0,0,0,0,0,3,26,3053,0,0,83]
[2019,33,986,210,0,0,0,0,0,26,0,4342,981,0,2821,2330,3679,81,0,0,0,125,25,186,3,8,24,0,5,0,16,986,671,4,70,31,1195,43,90,0,47,0,4,2,0,0,0,0,0,3,19,2837,0,0,75]
[2019,34,801,160,0,0,0,0,0,22,0,4006,837,0,2691,2201,3563,71,0,0,0,98,18,156,2,8,19,0,1,0,12,801,542,4,56,25,984,34,66,0,37,0,2,1,0,0,0,0,0,3,17,2618,0,0,65]
[2019,35,635,127,0,0,0,0,0,18,0,3651,723,0,2554,2056,3390,61,0,0,0,81,14,128,1,2,14,0,0,0,8,635,446,3,50,21,800,27,51,0,29,0,0,0,0,0,0,0,0,2,12,2452,0,0,59]
[2019,36,512,109,0,0,0,0,0,11,0,3314,616,0,2406,1909,3219,52,0,0,0,63,11,115,1,1,9,0,0,0,7,512,356,3,41,17,636,23,38,0,25,0,0,0,0,0,0,0,0,1,10,2237,0,0,50]
[2019,37,406,94,0,0,0,0,0,10,0,2958,541,0,2266,1741,3059,47,0,0,0,55,10,105,1,0,3,0,0,0,4,406,277,1,34,12,474,16,31,0,20,0,0,0,0,0,0,0,0,0,9,1989,0,0,42]
[2019,38,323,79,0,0,0,0,0,7,0,2656,463,0,2105,1538,2940,43,0,0,0,48,3,95,0,0,1,0,0,0,2,323,221,0,29,10,337,13,22,0,14,0,0,0,0,0,0,0,0,0,9,1675,0,0,34]
[2019,39,217,74,0,0,0,0,0,4,0,2350,406,0,1902,1345,2839,36,0,0,0,42,1,80,0,0,1,0,0,0,0,217,177,0,23,8,236,11,17,0,11,0,0,0,0,0,0,0,0,0,7,1349,0,0,31]
[2019,40,158,63,0,0,0,0,0,3,0,2098,347,0,1717,1154,2764,32,0,0,0,38,1,70,0,0,1,0,0,0,0,158,146,0,20,6,165,8,13,0,9,0,0,0,0,0,0,0,0,0,6,1084,0,0,23]
[2019,41,101,57,0,0,0,0,0,2,0,1885,292,0,1503,1000,2694,25,0,0,0,36,1,65,0,0,0,0,0,0,0,101,122,0,16,3,125,7,13,0,9,0,0,0,0,0,0,0,0,0,5,847,0,0,22]
[2019,42,53,50,0,0,0,0,0,2,0,1653,233,0,1301,898,2626,22,0,0,0,30,0,58,0,0,0,0,0,0,0,53,114,0,14,0,99,6,12,0,4,0,0,0,0,0,0,0,0,0,2,659,0,0,16]
[2019,43,30,40,0,0,0,0,0,0,0,1468,200,0,1135,764,2554,19,0,0,0,23,0,49,0,0,0,0,0,0,0,30,101,0,14,0,81,3,9,0,0,0,0,0,0,0,0,0,0,0,0,493,0,0,10]
[2019,44,{"$f":"INDEX(D201:BC201,MATCH($C$7,$D$7:$BC$7,0))","v":17},33,0,0,0,0,0,0,0,1304,177,0,990,632,2497,16,0,0,0,21,0,42,0,0,0,0,0,0,0,17,89,0,9,0,64,2,6,0,0,0,0,0,0,0,0,0,0,0,0,358,0,0,8]
[2019,45,10,31,0,0,0,0,0,0,0,1158,160,0,832,503,2428,12,0,0,0,17,0,38,0,0,0,0,0,0,0,10,83,0,8,0,49,1,4,0,0,0,0,0,0,0,0,0,0,0,0,258,0,0,8]
[2019,46,7,23,0,0,0,0,0,0,0,1006,141,0,709,374,2364,7,0,0,0,14,0,33,0,0,0,0,0,0,0,7,72,0,5,0,37,0,2,0,0,0,0,0,0,0,0,0,0,0,0,178,0,0,7]
[2019,47,1,19,0,0,0,0,0,0,0,857,127,0,600,251,2297,4,0,0,0,11,0,25,0,0,0,0,0,0,0,1,58,0,4,0,30,0,0,0,0,0,0,0,0,0,0,0,0,0,0,122,0,0,4]
[2019,48,0,14,0,0,0,0,0,0,0,752,120,0,510,165,2227,3,0,0,0,9,0,21,0,0,0,0,0,0,0,0,53,0,4,0,22,0,0,0,0,0,0,0,0,0,0,0,0,0,0,97,0,0,3]
[2019,49,0,10,0,0,0,0,0,0,0,665,108,0,435,82,2144,2,0,0,0,9,0,16,0,0,0,0,0,0,0,0,45,0,4,0,15,0,0,0,0,0,0,0,0,0,0,0,0,0,0,79,0,0,1]
[2019,50,0,8,0,0,0,0,0,0,0,551,97,0,368,36,2079,2,0,0,0,8,0,15,0,0,0,0,0,0,0,0,40,0,2,0,10,0,0,0,0,0,0,0,0,0,0,0,0,0,0,67,0,0,0]
[2019,51,0,8,0,0,0,0,0,0,0,455,91,0,309,17,1979,1,0,0,0,7,0,13,0,0,0,0,0,0,0,0,34,0,2,0,5,0,0,0,0,0,0,0,0,0,0,0,0,0,0,59,0,0,0]
[2019,52,0,7,0,0,0,0,0,0,0,380,85,0,255,7,1885,0,0,0,0,4,0,11,0,0,0,0,0,0,0,0,28,0,1,0,1,0,0,0,0,0,0,0,0,0,0,0,0,0,0,50,0,0,0]
[2019,53,0,3,0,0,0,0,0,0,0,329,80,0,203,3,1791,0,0,0,0,3,0,6,0,0,0,0,0,0,0,0,24,0,0,0,0,0,0,0,0,0,0,0,0,0,0,0,0,0,0,43,0,0,0]
[2019,54,0,2,0,0,0,0,0,0,0,277,76,0,166,0,1691,0,0,0,0,3,0,3,0,0,0,0,0,0,0,0,21,0,0,0,0,0,0,0,0,0,0,0,0,0,0,0,0,0,0,33,0,0,0]
[2019,55,0,1,0,0,0,0,0,0,0,236,68,0,129,0,1554,0,0,0,0,1,0,0,0,0,0,0,0,0,0,0,19,0,0,0,0,0,0,0,0,0,0,0,0,0,0,0,0,0,0,23,0,0,0]
[2019,56,0,0,0,0,0,0,0,0,0,192,62,0,95,0,1397,0,0,0,0,0,0,0,0,0,0,0,0,0,0,0,16,0,0,0,0,0,0,0,0,0,0,0,0,0,0,0,0,0,0,15,0,0,0]
[2019,57,0,0,0,0,0,0,0,0,0,155,55,0,64,0,1202,0,0,0,0,0,0,0,0,0,0,0,0,0,0,0,14,0,0,0,0,0,0,0,0,0,0,0,0,0,0,0,0,0,0,9,0,0,0]
[2019,58,0,0,0,0,0,0,0,0,0,122,52,0,52,0,1015,0,0,0,0,0,0,0,0,0,0,0,0,0,0,0,12,0,0,0,0,0,0,0,0,0,0,0,0,0,0,0,0,0,0,2,0,0,0]
[2019,59,0,0,0,0,0,0,0,0,0,98,48,0,40,0,833,0,0,0,0,0,0,0,0,0,0,0,0,0,0,0,10,0,0,0,0,0,0,0,0,0,0,0,0,0,0,0,0,0,0,1,0,0,0]
[2019,60,0,0,0,0,0,0,0,0,0,78,44,0,29,0,625,0,0,0,0,0,0,0,0,0,0,0,0,0,0,0,8,0,0,0,0,0,0,0,0,0,0,0,0,0,0,0,0,0,0,0,0,0,0]
[2019,61,0,0,0,0,0,0,0,0,0,70,38,0,23,0,459,0,0,0,0,0,0,0,0,0,0,0,0,0,0,0,6,0,0,0,0,0,0,0,0,0,0,0,0,0,0,0,0,0,0,0,0,0,0]
[2019,62,0,0,0,0,0,0,0,0,0,55,35,0,20,0,322,0,0,0,0,0,0,0,0,0,0,0,0,0,0,0,4,0,0,0,0,0,0,0,0,0,0,0,0,0,0,0,0,0,0,0,0,0,0]
[2019,63,0,0,0,0,0,0,0,0,0,45,34,0,15,0,223,0,0,0,0,0,0,0,0,0,0,0,0,0,0,0,3,0,0,0,0,0,0,0,0,0,0,0,0,0,0,0,0,0,0,0,0,0,0]
[2019,64,0,0,0,0,0,0,0,0,0,39,28,0,13,0,145,0,0,0,0,0,0,0,0,0,0,0,0,0,0,0,1,0,0,0,0,0,0,0,0,0,0,0,0,0,0,0,0,0,0,0,0,0,0]
[2019,65,0,0,0,0,0,0,0,0,0,32,26,0,10,0,76,0,0,0,0,0,0,0,0,0,0,0,0,0,0,0,0,0,0,0,0,0,0,0,0,0,0,0,0,0,0,0,0,0,0,0,0,0,0]
[2019,66,0,0,0,0,0,0,0,0,0,25,24,0,7,0,37,0,0,0,0,0,0,0,0,0,0,0,0,0,0,0,0,0,0,0,0,0,0,0,0,0,0,0,0,0,0,0,0,0,0,0,0,0,0]
[2019,67,0,0,0,0,0,0,0,0,0,21,21,0,7,0,24,0,0,0,0,0,0,0,0,0,0,0,0,0,0,0,0,0,0,0,0,0,0,0,0,0,0,0,0,0,0,0,0,0,0,0,0,0,0]
[2019,68,0,0,0,0,0,0,0,0,0,18,21,0,6,0,10,0,0,0,0,0,0,0,0,0,0,0,0,0,0,0,0,0,0,0,0,0,0,0,0,0,0,0,0,0,0,0,0,0,0,0,0,0,0]
[2019,69,0,0,0,0,0,0,0,0,0,15,18,0,6,0,5,0,0,0,0,0,0,0,0,0,0,0,0,0,0,0,0,0,0,0,0,0,0,0,0,0,0,0,0,0,0,0,0,0,0,0,0,0,0]
[2019,70,0,0,0,0,0,0,0,0,0,12,14,0,5,0,2,0,0,0,0,0,0,0,0,0,0,0,0,0,0,0,0,0,0,0,0,0,0,0,0,0,0,0,0,0,0,0,0,0,0,0,0,0,0]
[2019,71,0,0,0,0,0,0,0,0,0,9,12,0,4,0,0,0,0,0,0,0,0,0,0,0,0,0,0,0,0,0,0,0,0,0,0,0,0,0,0,0,0,0,0,0,0,0,0,0,0,0,0,0,0]
[2019,72,0,0,0,0,0,0,0,0,0,7,11,0,1,0,0,0,0,0,0,0,0,0,0,0,0,0,0,0,0,0,0,0,0,0,0,0,0,0,0,0,0,0,0,0,0,0,0,0,0,0,0,0,0]
[2019,73,0,0,0,0,0,0,0,0,0,4,10,0,0,0,0,0,0,0,0,0,0,0,0,0,0,0,0,0,0,0,0,0,0,0,0,0,0,0,0,0,0,0,0,0,0,0,0,0,0,0,0,0,0]
[2019,74,0,0,0,0,0,0,0,0,0,4,7,0,0,0,0,0,0,0,0,0,0,0,0,0,0,0,0,0,0,0,0,0,0,0,0,0,0,0,0,0,0,0,0,0,0,0,0,0,0,0,0,0,0]
[2019,75,0,0,0,0,0,0,0,0,0,4,3,0,0,0,0,0,0,0,0,0,0,0,0,0,0,0,0,0,0,0,0,0,0,0,0,0,0,0,0,0,0,0,0,0,0,0,0,0,0,0,0,0,0]
[2019,76,0,0,0,0,0,0,0,0,0,3,2,0,0,0,0,0,0,0,0,0,0,0,0,0,0,0,0,0,0,0,0,0,0,0,0,0,0,0,0,0,0,0,0,0,0,0,0,0,0,0,0,0,0]
[2019,77,0,0,0,0,0,0,0,0,0,0,2,0,0,0,0,0,0,0,0,0,0,0,0,0,0,0,0,0,0,0,0,0,0,0,0,0,0,0,0,0,0,0,0,0,0,0,0,0,0,0,0,0,0]
[2019,78,0,0,0,0,0,0,0,0,0,0,1,0,0,0,0,0,0,0,0,0,0,0,0,0,0,0,0,0,0,0,0,0,0,0,0,0,0,0,0,0,0,0,0,0,0,0,0,0,0,0,0,0,0]
[2019,79,0,0,0,0,0,0,0,0,0,0,0,0,0,0,0,0,0,0,0,0,0,0,0,0,0,0,0,0,0,0,0,0,0,0,0,0,0,0,0,0,0,0,0,0,0,0,0,0,0,0,0,0,0]
[2019,80,0,0,0,0,0,0,0,0,0,0,0,0,0,0,0,0,0,0,0,0,0,0,0,0,0,0,0,0,0,0,0,0,0,0,0,0,0,0,0,0,0,0,0,0,0,0,0,0,0,0,0,0,0]
[2019,81,0,0,0,0,0,0,0,0,0,0,0,0,0,0,0,0,0,0,0,0,0,0,0,0,0,0,0,0,0,0,0,0,0,0,0,0,0,0,0,0,0,0,0,0,0,0,0,0,0,0,0,0,0]
[2019,82,0,0,0,0,0,0,0,0,0,0,0,0,0,0,0,0,0,0,0,0,0,0,0,0,0,0,0,0,0,0,0,0,0,0,0,0,0,0,0,0,0,0,0,0,0,0,0,0,0,0,0,0,0]
[2019,83,0,0,0,0,0,0,0,0,0,0,0,0,0,0,0,0,0,0,0,0,0,0,0,0,0,0,0,0,0,0,0,0,0,0,0,0,0,0,0,0,0,0,0,0,0,0,0,0,0,0,0,0,0]
[2019,84,0,0,0,0,0,0,0,0,0,0,0,0,0,0,0,0,0,0,0,0,0,0,0,0,0,0,0,0,0,0,0,0,0,0,0,0,0,0,0,0,0,0,0,0,0,0,0,0,0,0,0,0,0]
[2019,85,0,0,0,0,0,0,0,0,0,0,0,0,0,0,0,0,0,0,0,0,0,0,0,0,0,0,0,0,0,0,0,0,0,0,0,0,0,0,0,0,0,0,0,0,0,0,0,0,0,0,0,0,0]
[2019,86,0,0,0,0,0,0,0,0,0,0,0,0,0,0,0,0,0,0,0,0,0,0,0,0,0,0,0,0,0,0,0,0,0,0,0,0,0,0,0,0,0,0,0,0,0,0,0,0,0,0,0,0,0]
[2019,87,0,0,0,0,0,0,0,0,0,0,0,0,0,0,0,0,0,0,0,0,0,0,0,0,0,0,0,0,0,0,0,0,0,0,0,0,0,0,0,0,0,0,0,0,0,0,0,0,0,0,0,0,0]
[2019,88,0,0,0,0,0,0,0,0,0,0,0,0,0,0,0,0,0,0,0,0,0,0,0,0,0,0,0,0,0,0,0,0,0,0,0,0,0,0,0,0,0,0,0,0,0,0,0,0,0,0,0,0,0]
[2019,89,0,0,0,0,0,0,0,0,0,0,0,0,0,0,0,0,0,0,0,0,0,0,0,0,0,0,0,0,0,0,0,0,0,0,0,0,0,0,0,0,0,0,0,0,0,0,0,0,0,0,0,0,0]
[2019,90,0,0,0,0,0,0,0,0,0,0,0,0,0,0,0,0,0,0,0,0,0,0,0,0,0,0,0,0,0,0,0,0,0,0,0,0,0,0,0,0,0,0,0,0,0,0,0,0,0,0,0,0,0]
[2019,91,0,0,0,0,0,0,0,0,0,0,0,0,0,0,0,0,0,0,0,0,0,0,0,0,0,0,0,0,0,0,0,0,0,0,0,0,0,0,0,0,0,0,0,0,0,0,0,0,0,0,0,0,0]
[2019,92,0,0,0,0,0,0,0,0,0,0,0,0,0,0,0,0,0,0,0,0,0,0,0,0,0,0,0,0,0,0,0,0,0,0,0,0,0,0,0,0,0,0,0,0,0,0,0,0,0,0,0,0,0]
[2019,93,0,0,0,0,0,0,0,0,0,0,0,0,0,0,0,0,0,0,0,0,0,0,0,0,0,0,0,0,0,0,0,0,0,0,0,0,0,0,0,0,0,0,0,0,0,0,0,0,0,0,0,0,0]
[2019,94,0,0,0,0,0,0,0,0,0,0,0,0,0,0,0,0,0,0,0,0,0,0,0,0,0,0,0,0,0,0,0,0,0,0,0,0,0,0,0,0,0,0,0,0,0,0,0,0,0,0,0,0,0]
[2019,95,0,0,0,0,0,0,0,0,0,0,0,0,0,0,0,0,0,0,0,0,0,0,0,0,0,0,0,0,0,0,0,0,0,0,0,0,0,0,0,0,0,0,0,0,0,0,0,0,0,0,0,0,0]
[2019,96,0,0,0,0,0,0,0,0,0,0,0,0,0,0,0,0,0,0,0,0,0,0,0,0,0,0,0,0,0,0,0,0,0,0,0,0,0,0,0,0,0,0,0,0,0,0,0,0,0,0,0,0,0]
[2019,97,0,0,0,0,0,0,0,0,0,0,0,0,0,0,0,0,0,0,0,0,0,0,0,0,0,0,0,0,0,0,0,0,0,0,0,0,0,0,0,0,0,0,0,0,0,0,0,0,0,0,0,0,0]
[2019,98,0,0,0,0,0,0,0,0,0,0,0,0,0,0,0,0,0,0,0,0,0,0,0,0,0,0,0,0,0,0,0,0,0,0,0,0,0,0,0,0,0,0,0,0,0,0,0,0,0,0,0,0,0]
[2019,99,0,0,0,0,0,0,0,0,0,0,0,0,0,0,0,0,0,0,0,0,0,0,0,0,0,0,0,0,0,0,0,0,0,0,0,0,0,0,0,0,0,0,0,0,0,0,0,0,0,0,0,0,0]
[2019,100,0,0,0,0,0,0,0,0,0,0,0,0,0,0,0,0,0,0,0,0,0,0,0,0,0,0,0,0,0,0,0,0,0,0,0,0,0,0,0,0,0,0,0,0,0,0,0,0,0,0,0,0,0]
[2019,101,0,0,0,0,0,0,0,0,0,0,0,0,0,0,0,0,0,0,0,0,0,0,0,0,0,0,0,0,0,0,0,0,0,0,0,0,0,0,0,0,0,0,0,0,0,0,0,0,0,0,0,0,0]
[2019,102,0,0,0,0,0,0,0,0,0,0,0,0,0,0,0,0,0,0,0,0,0,0,0,0,0,0,0,0,0,0,0,0,0,0,0,0,0,0,0,0,0,0,0,0,0,0,0,0,0,0,0,0,0]
[2019,103,0,0,0,0,0,0,0,0,0,0,0,0,0,0,0,0,0,0,0,0,0,0,0,0,0,0,0,0,0,0,0,0,0,0,0,0,0,0,0,0,0,0,0,0,0,0,0,0,0,0,0,0,0]
[2019,104,0,0,0,0,0,0,0,0,0,0,0,0,0,0,0,0,0,0,0,0,0,0,0,0,0,0,0,0,0,0,0,0,0,0,0,0,0,0,0,0,0,0,0,0,0,0,0,0,0,0,0,0,0]
[2019,105,0,0,0,0,0,0,0,0,0,0,0,0,0,0,0,0,0,0,0,0,0,0,0,0,0,0,0,0,0,0,0,0,0,0,0,0,0,0,0,0,0,0,0,0,0,0,0,0,0,0,0,0,0]
[2019,106,0,0,0,0,0,0,0,0,0,0,0,0,0,0,0,0,0,0,0,0,0,0,0,0,0,0,0,0,0,0,0,0,0,0,0,0,0,0,0,0,0,0,0,0,0,0,0,0,0,0,0,0,0]
[2019,107,0,0,0,0,0,0,0,0,0,0,0,0,0,0,0,0,0,0,0,0,0,0,0,0,0,0,0,0,0,0,0,0,0,0,0,0,0,0,0,0,0,0,0,0,0,0,0,0,0,0,0,0,0]
[2019,108,{"$f":"INDEX(D265:BC265,MATCH($C$7,$D$7:$BC$7,0))","v":0},0,0,0,0,0,0,0,0,0,0,0,0,0,0,0,0,0,0,0,0,0,0,0,0,0,0,0,0,0,0,0,0,0,0,0,0,0,0,0,0,0,0,0,0,0,0,0,0,0,0,0,0]
[2019,109,0,0,0,0,0,0,0,0,0,0,0,0,0,0,0,0,0,0,0,0,0,0,0,0,0,0,0,0,0,0,0,0,0,0,0,0,0,0,0,0,0,0,0,0,0,0,0,0,0,0,0,0,0]
[2019,110,0,0,0,0,0,0,0,0,0,0,0,0,0,0,0,0,0,0,0,0,0,0,0,0,0,0,0,0,0,0,0,0,0,0,0,0,0,0,0,0,0,0,0,0,0,0,0,0,0,0,0,0,0]
[2019,111,0,0,0,0,0,0,0,0,0,0,0,0,0,0,0,0,0,0,0,0,0,0,0,0,0,0,0,0,0,0,0,0,0,0,0,0,0,0,0,0,0,0,0,0,0,0,0,0,0,0,0,0,0]
[2019,112,0,0,0,0,0,0,0,0,0,0,0,0,0,0,0,0,0,0,0,0,0,0,0,0,0,0,0,0,0,0,0,0,0,0,0,0,0,0,0,0,0,0,0,0,0,0,0,0,0,0,0,0,0]
[2019,113,0,0,0,0,0,0,0,0,0,0,0,0,0,0,0,0,0,0,0,0,0,0,0,0,0,0,0,0,0,0,0,0,0,0,0,0,0,0,0,0,0,0,0,0,0,0,0,0,0,0,0,0,0]
[2019,114,0,0,0,0,0,0,0,0,0,0,0,0,0,0,0,0,0,0,0,0,0,0,0,0,0,0,0,0,0,0,0,0,0,0,0,0,0,0,0,0,0,0,0,0,0,0,0,0,0,0,0,0,0]
[2019,115,0,0,0,0,0,0,0,0,0,0,0,0,0,0,0,0,0,0,0,0,0,0,0,0,0,0,0,0,0,0,0,0,0,0,0,0,0,0,0,0,0,0,0,0,0,0,0,0,0,0,0,0,0]
[2019,116,0,0,0,0,0,0,0,0,0,0,0,0,0,0,0,0,0,0,0,0,0,0,0,0,0,0,0,0,0,0,0,0,0,0,0,0,0,0,0,0,0,0,0,0,0,0,0,0,0,0,0,0,0]
[2019,117,0,0,0,0,0,0,0,0,0,0,0,0,0,0,0,0,0,0,0,0,0,0,0,0,0,0,0,0,0,0,0,0,0,0,0,0,0,0,0,0,0,0,0,0,0,0,0,0,0,0,0,0,0]
[2019,118,0,0,0,0,0,0,0,0,0,0,0,0,0,0,0,0,0,0,0,0,0,0,0,0,0,0,0,0,0,0,0,0,0,0,0,0,0,0,0,0,0,0,0,0,0,0,0,0,0,0,0,0,0]
[2019,119,0,0,0,0,0,0,0,0,0,0,0,0,0,0,0,0,0,0,0,0,0,0,0,0,0,0,0,0,0,0,0,0,0,0,0,0,0,0,0,0,0,0,0,0,0,0,0,0,0,0,0,0,0]
[2019,120,0,0,0,0,0,0,0,0,0,0,0,0,0,0,0,0,0,0,0,0,0,0,0,0,0,0,0,0,0,0,0,0,0,0,0,0,0,0,0,0,0,0,0,0,0,0,0,0,0,0,0,0,0]
[2019,121,0,0,0,0,0,0,0,0,0,0,0,0,0,0,0,0,0,0,0,0,0,0,0,0,0,0,0,0,0,0,0,0,0,0,0,0,0,0,0,0,0,0,0,0,0,0,0,0,0,0,0,0,0]
[2019,122,0,0,0,0,0,0,0,0,0,0,0,0,0,0,0,0,0,0,0,0,0,0,0,0,0,0,0,0,0,0,0,0,0,0,0,0,0,0,0,0,0,0,0,0,0,0,0,0,0,0,0,0,0]
[2019,123,0,0,0,0,0,0,0,0,0,0,0,0,0,0,0,0,0,0,0,0,0,0,0,0,0,0,0,0,0,0,0,0,0,0,0,0,0,0,0,0,0,0,0,0,0,0,0,0,0,0,0,0,0]
[2019,124,0,0,0,0,0,0,0,0,0,0,0,0,0,0,0,0,0,0,0,0,0,0,0,0,0,0,0,0,0,0,0,0,0,0,0,0,0,0,0,0,0,0,0,0,0,0,0,0,0,0,0,0,0]
[2019,125,0,0,0,0,0,0,0,0,0,0,0,0,0,0,0,0,0,0,0,0,0,0,0,0,0,0,0,0,0,0,0,0,0,0,0,0,0,0,0,0,0,0,0,0,0,0,0,0,0,0,0,0,0]
[2019,126,0,0,0,0,0,0,0,0,0,0,0,0,0,0,0,0,0,0,0,0,0,0,0,0,0,0,0,0,0,0,0,0,0,0,0,0,0,0,0,0,0,0,0,0,0,0,0,0,0,0,0,0,0]
[2019,127,0,0,0,0,0,0,0,0,0,0,0,0,0,0,0,0,0,0,0,0,0,0,0,0,0,0,0,0,0,0,0,0,0,0,0,0,0,0,0,0,0,0,0,0,0,0,0,0,0,0,0,0,0]
[2019,128,0,0,0,0,0,0,0,0,0,0,0,0,0,0,0,0,0,0,0,0,0,0,0,0,0,0,0,0,0,0,0,0,0,0,0,0,0,0,0,0,0,0,0,0,0,0,0,0,0,0,0,0,0]
[2019,129,0,0,0,0,0,0,0,0,0,0,0,0,0,0,0,0,0,0,0,0,0,0,0,0,0,0,0,0,0,0,0,0,0,0,0,0,0,0,0,0,0,0,0,0,0,0,0,0,0,0,0,0,0]
[2019,130,0,0,0,0,0,0,0,0,0,0,0,0,0,0,0,0,0,0,0,0,0,0,0,0,0,0,0,0,0,0,0,0,0,0,0,0,0,0,0,0,0,0,0,0,0,0,0,0,0,0,0,0,0]
[2019,131,0,0,0,0,0,0,0,0,0,0,0,0,0,0,0,0,0,0,0,0,0,0,0,0,0,0,0,0,0,0,0,0,0,0,0,0,0,0,0,0,0,0,0,0,0,0,0,0,0,0,0,0,0]
[2019,132,0,0,0,0,0,0,0,0,0,0,0,0,0,0,0,0,0,0,0,0,0,0,0,0,0,0,0,0,0,0,0,0,0,0,0,0,0,0,0,0,0,0,0,0,0,0,0,0,0,0,0,0,0]
[2019,133,0,0,0,0,0,0,0,0,0,0,0,0,0,0,0,0,0,0,0,0,0,0,0,0,0,0,0,0,0,0,0,0,0,0,0,0,0,0,0,0,0,0,0,0,0,0,0,0,0,0,0,0,0]
[2019,134,0,0,0,0,0,0,0,0,0,0,0,0,0,0,0,0,0,0,0,0,0,0,0,0,0,0,0,0,0,0,0,0,0,0,0,0,0,0,0,0,0,0,0,0,0,0,0,0,0,0,0,0,0]
[2019,135,0,0,0,0,0,0,0,0,0,0,0,0,0,0,0,0,0,0,0,0,0,0,0,0,0,0,0,0,0,0,0,0,0,0,0,0,0,0,0,0,0,0,0,0,0,0,0,0,0,0,0,0,0]
[2019,136,0,0,0,0,0,0,0,0,0,0,0,0,0,0,0,0,0,0,0,0,0,0,0,0,0,0,0,0,0,0,0,0,0,0,0,0,0,0,0,0,0,0,0,0,0,0,0,0,0,0,0,0,0]
[2019,137,0,0,0,0,0,0,0,0,0,0,0,0,0,0,0,0,0,0,0,0,0,0,0,0,0,0,0,0,0,0,0,0,0,0,0,0,0,0,0,0,0,0,0,0,0,0,0,0,0,0,0,0,0]
[2019,138,0,0,0,0,0,0,0,0,0,0,0,0,0,0,0,0,0,0,0,0,0,0,0,0,0,0,0,0,0,0,0,0,0,0,0,0,0,0,0,0,0,0,0,0,0,0,0,0,0,0,0,0,0]
[2019,139,0,0,0,0,0,0,0,0,0,0,0,0,0,0,0,0,0,0,0,0,0,0,0,0,0,0,0,0,0,0,0,0,0,0,0,0,0,0,0,0,0,0,0,0,0,0,0,0,0,0,0,0,0]
[2019,140,0,0,0,0,0,0,0,0,0,0,0,0,0,0,0,0,0,0,0,0,0,0,0,0,0,0,0,0,0,0,0,0,0,0,0,0,0,0,0,0,0,0,0,0,0,0,0,0,0,0,0,0,0]
[2019,141,0,0,0,0,0,0,0,0,0,0,0,0,0,0,0,0,0,0,0,0,0,0,0,0,0,0,0,0,0,0,0,0,0,0,0,0,0,0,0,0,0,0,0,0,0,0,0,0,0,0,0,0,0]
[2019,142,0,0,0,0,0,0,0,0,0,0,0,0,0,0,0,0,0,0,0,0,0,0,0,0,0,0,0,0,0,0,0,0,0,0,0,0,0,0,0,0,0,0,0,0,0,0,0,0,0,0,0,0,0]
[2019,143,0,0,0,0,0,0,0,0,0,0,0,0,0,0,0,0,0,0,0,0,0,0,0,0,0,0,0,0,0,0,0,0,0,0,0,0,0,0,0,0,0,0,0,0,0,0,0,0,0,0,0,0,0]
[2019,144,0,0,0,0,0,0,0,0,0,0,0,0,0,0,0,0,0,0,0,0,0,0,0,0,0,0,0,0,0,0,0,0,0,0,0,0,0,0,0,0,0,0,0,0,0,0,0,0,0,0,0,0,0]
[2019,145,0,0,0,0,0,0,0,0,0,0,0,0,0,0,0,0,0,0,0,0,0,0,0,0,0,0,0,0,0,0,0,0,0,0,0,0,0,0,0,0,0,0,0,0,0,0,0,0,0,0,0,0,0]
[2019,146,0,0,0,0,0,0,0,0,0,0,0,0,0,0,0,0,0,0,0,0,0,0,0,0,0,0,0,0,0,0,0,0,0,0,0,0,0,0,0,0,0,0,0,0,0,0,0,0,0,0,0,0,0]
[2019,147,0,0,0,0,0,0,0,0,0,0,0,0,0,0,0,0,0,0,0,0,0,0,0,0,0,0,0,0,0,0,0,0,0,0,0,0,0,0,0,0,0,0,0,0,0,0,0,0,0,0,0,0,0]
[2019,148,0,0,0,0,0,0,0,0,0,0,0,0,0,0,0,0,0,0,0,0,0,0,0,0,0,0,0,0,0,0,0,0,0,0,0,0,0,0,0,0,0,0,0,0,0,0,0,0,0,0,0,0,0]
[2019,149,0,0,0,0,0,0,0,0,0,0,0,0,0,0,0,0,0,0,0,0,0,0,0,0,0,0,0,0,0,0,0,0,0,0,0,0,0,0,0,0,0,0,0,0,0,0,0,0,0,0,0,0,0]
[2019,150,0,0,0,0,0,0,0,0,0,0,0,0,0,0,0,0,0,0,0,0,0,0,0,0,0,0,0,0,0,0,0,0,0,0,0,0,0,0,0,0,0,0,0,0,0,0,0,0,0,0,0,0,0]
[2020,1,8369,8760,5737,7962,7877,7857,350,8721,8753,8760,8760,686,8760,8704,8709,8755,8293,8760,8432,8195,6824,8758,8760,7554,8759,2971,5308,503,8760,8369,8748,6308,8756,8607,8760,8002,6960,0,8760,8699,8748,7357,0,0,8760,4937,4499,3571,8290,8760,0,0,8760]
[2020,2,8193,8760,4614,7165,7003,6512,181,8400,8687,8760,8760,540,8760,8692,8689,8755,7594,8697,7679,7846,6397,8728,8753,7129,8759,2692,4798,400,8760,8193,8691,5755,8498,7986,8760,7575,6630,0,8760,7914,8748,6579,0,0,6901,4011,4123,2659,7976,8760,0,0,8760]
[2020,3,7959,8760,3274,6460,5664,5071,108,7961,8304,8760,8760,420,8760,8682,8660,8755,6927,8061,7090,7468,6091,8578,8557,6666,8747,2366,4332,310,8760,7959,8564,5252,8117,7553,8760,7123,6262,0,8760,6035,8591,5656,0,0,2744,3081,3788,1942,7519,8760,0,0,8760]
[2020,4,7663,8760,2317,5576,4289,3817,73,7596,7719,8760,8760,316,8760,8668,8615,8755,6281,7392,5899,7004,5747,8316,8087,6193,8267,1988,3855,224,8760,7663,8348,4774,7579,7113,8760,6692,5824,0,8760,4712,8267,4741,0,0,931,2426,3466,1411,6953,8760,0,0,8760]
[2020,5,7260,8760,1668,4358,3222,2769,52,7223,6819,8760,8757,247,8760,8636,8532,8754,5543,6764,4259,6582,5382,7986,7527,5618,7668,1590,3278,154,8751,7260,8132,4293,7124,6656,8760,6213,5496,0,8760,3797,7617,3858,0,0,307,1895,3077,1012,6349,8760,0,0,8479]
[2020,6,6875,8760,1215,3372,2415,1751,45,6829,5878,8760,8640,181,8760,8598,8389,8609,4777,6119,3280,6168,4974,7590,6844,5024,7123,1215,2767,113,8544,6875,7795,3702,6707,6254,8760,5746,5194,0,8757,2936,6796,2919,0,0,53,1470,2663,710,5745,8760,0,0,7912]
[2020,7,6526,8760,842,2602,1777,1054,36,6466,5212,8760,8279,130,8760,8526,8099,8187,3796,5544,2542,5733,4631,7152,6105,4538,6565,874,2254,86,8119,6526,7364,3116,6255,5883,8755,5334,4908,0,8444,2091,5962,2218,0,0,18,1144,2259,518,5180,8760,0,0,7480]
[2020,8,6159,8760,607,1975,1245,655,28,6029,4723,8760,7998,96,8759,8444,7788,7693,2958,4649,1907,5270,4269,6800,5338,4210,6054,640,1794,65,7532,6159,6964,2547,5869,5488,8746,4921,4624,0,7964,1004,5088,1673,0,0,2,846,1821,363,4627,8760,0,0,7026]
[2020,9,5744,8760,424,1496,903,428,16,5528,4186,8760,7719,69,8755,8312,7494,7270,2311,3619,1386,4771,3873,6475,4552,3981,5607,458,1469,60,6981,5744,6551,2051,5474,4938,8723,4567,4281,0,7338,487,4103,1280,0,0,0,629,1429,255,4146,8760,0,0,6515]
[2020,10,5318,8753,288,1111,646,250,7,4877,3598,8760,7438,57,8737,8188,7193,6751,1804,2773,1023,4292,3406,6176,3701,3724,5014,319,1179,50,6398,5318,6100,1667,5009,4196,8688,4115,3958,0,6715,174,3233,1001,0,0,0,469,1096,182,3708,8760,0,0,6124]
[2020,11,4966,8392,193,828,449,148,4,4209,3044,8758,7156,47,8672,8024,6960,6245,1353,2148,766,3790,2925,5871,3007,3503,4543,207,945,45,5742,4966,5653,1324,4475,3520,8655,3630,3660,0,6204,35,2557,762,0,0,0,332,804,128,3389,8760,0,0,5807]
[2020,12,4672,7829,127,619,278,79,3,3619,2603,8757,6858,38,8574,7856,6744,5768,1006,1634,620,3354,2473,5562,2426,3310,4071,120,730,37,5152,4672,5296,1042,3959,2897,8588,3186,3339,0,5773,11,1973,569,0,0,0,225,598,91,3087,8760,0,0,5460]
[2020,13,4425,7404,88,461,188,49,2,3161,2095,8750,6579,27,8380,7655,6529,5315,710,1217,506,2947,2050,5234,2010,3111,3333,64,550,26,4556,4425,5001,824,3449,2482,8381,2734,3056,0,5408,0,1536,407,0,0,0,161,430,70,2771,8760,0,0,5018]
[2020,14,4239,6940,62,307,129,32,1,2762,1441,8734,6283,25,8161,7431,6346,4876,480,903,403,2563,1712,4892,1622,2899,2592,32,393,22,3914,4239,4765,625,2970,2086,7907,2317,2777,0,5019,0,1181,279,0,0,0,107,309,48,2441,8760,0,0,4324]
[2020,15,4073,6440,54,193,101,22,0,2378,794,8711,5982,21,7878,7131,6209,4294,305,649,294,2211,1392,4574,1317,2683,2065,5,292,14,3209,4073,4546,448,2559,1742,7167,1953,2523,0,4531,0,903,193,0,0,0,78,232,37,2111,8760,0,0,3554]
[2020,16,3914,6078,43,124,83,14,0,2043,408,8678,5693,17,7599,6737,6097,3684,209,463,192,1927,1155,4336,1047,2468,1578,0,222,12,2554,3914,4345,324,2243,1467,6217,1639,2276,0,3908,0,702,134,0,0,0,52,165,33,1764,8758,0,0,2892]
[2020,17,3768,5751,31,87,66,11,0,1749,216,8616,5431,16,7273,6413,6029,3158,154,327,114,1660,912,4121,835,2295,1258,0,166,11,2070,3768,4146,239,1960,1206,5429,1410,2037,0,3222,0,535,84,0,0,0,36,133,30,1447,8755,0,0,2336]
[2020,18,3635,5414,25,66,49,8,0,1457,123,8525,5172,13,6860,6117,5938,2637,109,233,57,1432,718,3906,675,2068,982,0,132,6,1701,3635,3978,175,1687,963,4878,1191,1821,0,2571,0,393,57,0,0,0,28,101,29,1158,8729,0,0,1942]
[2020,19,3487,4917,20,52,39,5,0,1232,62,8417,4859,10,6464,5733,5832,2199,87,151,36,1275,527,3627,507,1798,736,0,104,6,1375,3487,3797,116,1448,749,4486,1003,1641,0,1990,0,296,42,0,0,0,20,73,21,842,8659,0,0,1562]
[2020,20,3334,4201,15,41,29,1,0,1014,39,8268,4490,10,6016,5362,5741,1822,71,108,13,1105,384,3323,392,1516,558,0,88,5,1100,3334,3622,91,1250,589,4174,821,1498,0,1467,0,202,30,0,0,0,11,58,20,611,8500,0,0,1265]
[2020,21,3189,3450,10,30,19,0,0,866,17,8065,4139,8,5576,5043,5595,1506,56,72,2,960,285,2939,295,1192,414,0,69,3,850,3189,3497,71,1059,457,3889,663,1314,0,1074,0,127,24,0,0,0,9,42,17,445,8284,0,0,979]
[2020,22,{"$f":"INDEX(D329:BC329,MATCH($C$7,$D$7:$BC$7,0))","v":3069},2776,5,23,12,0,0,725,5,7816,3756,8,5223,4709,5381,1228,45,56,0,826,210,2552,233,896,296,0,59,0,626,3069,3319,57,894,345,3602,514,1156,0,768,0,94,20,0,0,0,6,28,14,330,7928,0,0,775]
[2020,23,2923,2263,2,14,7,0,0,603,2,7536,3351,5,4903,4392,5125,985,36,44,0,708,165,2203,164,664,216,0,50,0,433,2923,3109,48,740,246,3324,400,1003,0,512,0,65,17,0,0,0,2,19,11,244,7468,0,0,632]
[2020,24,2771,1857,0,7,4,0,0,510,0,7263,3008,5,4586,4054,4896,767,28,34,0,618,124,1826,112,469,166,0,45,0,297,2771,2841,40,613,192,3101,313,863,0,364,0,52,14,0,0,0,0,15,11,193,6934,0,0,473]
[2020,25,2610,1513,0,5,1,0,0,427,0,6974,2677,4,4326,3784,4684,597,16,27,0,522,100,1531,64,343,129,0,37,0,202,2610,2564,30,488,155,2961,216,730,0,260,0,45,12,0,0,0,0,11,8,150,6322,0,0,369]
[2020,26,2482,1227,0,1,0,0,0,348,0,6658,2386,4,4070,3544,4479,456,12,20,0,452,84,1289,41,232,104,0,29,0,131,2482,2255,25,400,129,2815,168,605,0,191,0,35,11,0,0,0,0,8,8,111,5686,0,0,272]
[2020,27,2326,941,0,0,0,0,0,283,0,6340,2163,3,3871,3332,4339,361,8,15,0,388,70,1053,25,150,79,0,23,0,91,2326,1946,16,307,98,2677,128,502,0,142,0,26,10,0,0,0,0,7,6,78,5095,0,0,206]
[2020,28,2168,747,0,0,0,0,0,222,0,6014,1944,2,3652,3140,4200,277,2,14,0,332,60,841,20,95,68,0,18,0,63,2168,1670,12,247,82,2480,96,404,0,118,0,22,8,0,0,0,0,5,6,59,4614,0,0,161]
[2020,29,1957,605,0,0,0,0,0,160,0,5672,1736,1,3451,2949,4090,219,0,11,0,276,48,654,14,65,55,0,12,0,46,1957,1400,11,188,67,2318,82,301,0,98,0,15,6,0,0,0,0,4,6,51,4166,0,0,130]
[2020,30,1745,454,0,0,0,0,0,115,0,5391,1538,0,3267,2781,3987,171,0,9,0,223,41,496,12,45,44,0,11,0,33,1745,1156,11,142,59,2121,65,239,0,81,0,10,5,0,0,0,0,2,5,38,3812,0,0,108]
[2020,31,1485,359,0,0,0,0,0,84,0,5063,1377,0,3095,2614,3896,141,0,3,0,187,35,378,9,33,39,0,8,0,25,1485,957,10,116,45,1920,53,171,0,69,0,5,5,0,0,0,0,0,5,29,3510,0,0,93]
[2020,32,1217,260,0,0,0,0,0,58,0,4735,1215,0,2950,2467,3821,116,0,1,0,151,32,295,4,27,31,0,7,0,19,1217,782,8,85,39,1621,49,118,0,60,0,5,3,0,0,0,0,0,3,26,3235,0,0,83]
[2020,33,966,202,0,0,0,0,0,43,0,4382,1079,0,2809,2342,3739,96,0,0,0,119,24,228,2,16,27,0,5,0,15,966,639,5,70,30,1361,39,89,0,48,0,4,2,0,0,0,0,0,3,19,3022,0,0,74]
[2020,34,790,153,0,0,0,0,0,29,0,4045,938,0,2685,2223,3635,79,0,0,0,97,21,187,2,9,21,0,1,0,13,790,520,4,55,23,1124,32,67,0,39,0,3,1,0,0,0,0,0,3,17,2807,0,0,64]
[2020,35,627,125,0,0,0,0,0,23,0,3694,808,0,2539,2078,3502,71,0,0,0,76,13,159,1,8,17,0,0,0,9,627,421,3,50,20,912,23,51,0,30,0,0,0,0,0,0,0,0,2,11,2597,0,0,58]
[2020,36,491,107,0,0,0,0,0,19,0,3364,696,0,2402,1933,3329,60,0,0,0,59,10,130,1,8,12,0,0,0,8,491,334,3,41,16,740,18,39,0,26,0,0,0,0,0,0,0,0,0,10,2436,0,0,49]
[2020,37,400,93,0,0,0,0,0,12,0,3001,602,0,2250,1760,3164,52,0,0,0,53,10,117,1,1,9,0,0,0,4,400,261,3,34,12,582,13,32,0,22,0,0,0,0,0,0,0,0,0,9,2223,0,0,41]
[2020,38,312,79,0,0,0,0,0,10,0,2677,526,0,2076,1568,3023,46,0,0,0,47,7,108,0,0,3,0,0,0,2,312,212,0,29,9,435,11,23,0,16,0,0,0,0,0,0,0,0,0,9,1978,0,0,33]
[2020,39,210,73,0,0,0,0,0,8,0,2414,451,0,1880,1363,2907,42,0,0,0,40,2,99,0,0,1,0,0,0,0,210,168,0,23,7,307,9,17,0,10,0,0,0,0,0,0,0,0,0,7,1669,0,0,30]
[2020,40,156,61,0,0,0,0,0,6,0,2131,391,0,1699,1200,2817,35,0,0,0,37,1,82,0,0,1,0,0,0,0,156,140,0,21,6,209,8,14,0,9,0,0,0,0,0,0,0,0,0,6,1358,0,0,23]
[2020,41,95,56,0,0,0,0,0,3,0,1909,333,0,1475,1037,2747,32,0,0,0,33,1,74,0,0,0,0,0,0,0,95,121,0,16,3,161,6,13,0,9,0,0,0,0,0,0,0,0,0,5,1097,0,0,20]
[2020,42,52,47,0,0,0,0,0,2,0,1683,283,0,1282,897,2676,25,0,0,0,29,0,66,0,0,0,0,0,0,0,52,111,0,14,1,117,6,13,0,3,0,0,0,0,0,0,0,0,0,2,859,0,0,14]
[2020,43,26,40,0,0,0,0,0,2,0,1473,226,0,1131,777,2605,23,0,0,0,22,0,59,0,0,0,0,0,0,0,26,99,0,13,0,93,3,9,0,0,0,0,0,0,0,0,0,0,0,0,674,0,0,10]
[2020,44,16,32,0,0,0,0,0,2,0,1312,198,0,973,650,2539,19,0,0,0,21,0,54,0,0,0,0,0,0,0,16,88,0,9,0,73,2,7,0,0,0,0,0,0,0,0,0,0,0,0,520,0,0,8]
[2020,45,10,30,0,0,0,0,0,0,0,1178,174,0,813,524,2476,16,0,0,0,17,0,44,0,0,0,0,0,0,0,10,81,0,8,0,60,0,6,0,0,0,0,0,0,0,0,0,0,0,0,378,0,0,7]
[2020,46,6,23,0,0,0,0,0,0,0,1020,158,0,686,398,2417,12,0,0,0,14,0,41,0,0,0,0,0,0,0,6,71,0,5,0,47,0,2,0,0,0,0,0,0,0,0,0,0,0,0,267,0,0,5]
[2020,47,2,19,0,0,0,0,0,0,0,874,140,0,594,283,2345,7,0,0,0,10,0,33,0,0,0,0,0,0,0,2,59,0,4,0,34,0,0,0,0,0,0,0,0,0,0,0,0,0,0,188,0,0,3]
[2020,48,0,13,0,0,0,0,0,0,0,766,126,0,499,180,2284,4,0,0,0,9,0,28,0,0,0,0,0,0,0,0,52,0,4,0,26,0,0,0,0,0,0,0,0,0,0,0,0,0,0,130,0,0,2]
[2020,49,0,10,0,0,0,0,0,0,0,663,118,0,429,99,2210,3,0,0,0,9,0,22,0,0,0,0,0,0,0,0,44,0,4,0,22,0,0,0,0,0,0,0,0,0,0,0,0,0,0,103,0,0,0]
[2020,50,0,8,0,0,0,0,0,0,0,557,107,0,360,53,2133,3,0,0,0,7,0,18,0,0,0,0,0,0,0,0,39,0,3,0,15,0,0,0,0,0,0,0,0,0,0,0,0,0,0,84,0,0,0]
[2020,51,0,7,0,0,0,0,0,0,0,461,97,0,295,23,2060,2,0,0,0,7,0,16,0,0,0,0,0,0,0,0,34,0,2,0,9,0,0,0,0,0,0,0,0,0,0,0,0,0,0,71,0,0,0]
[2020,52,0,5,0,0,0,0,0,0,0,387,90,0,247,10,1957,1,0,0,0,4,0,14,0,0,0,0,0,0,0,0,29,0,1,0,4,0,0,0,0,0,0,0,0,0,0,0,0,0,0,62,0,0,0]
[2020,53,0,3,0,0,0,0,0,0,0,333,84,0,193,3,1872,0,0,0,0,3,0,12,0,0,0,0,0,0,0,0,22,0,0,0,1,0,0,0,0,0,0,0,0,0,0,0,0,0,0,53,0,0,0]
[2020,54,0,2,0,0,0,0,0,0,0,283,80,0,158,0,1775,0,0,0,0,3,0,10,0,0,0,0,0,0,0,0,21,0,0,0,0,0,0,0,0,0,0,0,0,0,0,0,0,0,0,45,0,0,0]
[2020,55,0,0,0,0,0,0,0,0,0,241,75,0,126,0,1681,0,0,0,0,1,0,5,0,0,0,0,0,0,0,0,18,0,0,0,0,0,0,0,0,0,0,0,0,0,0,0,0,0,0,36,0,0,0]
[2020,56,0,0,0,0,0,0,0,0,0,192,70,0,87,0,1530,0,0,0,0,0,0,2,0,0,0,0,0,0,0,0,16,0,0,0,0,0,0,0,0,0,0,0,0,0,0,0,0,0,0,29,0,0,0]
[2020,57,0,0,0,0,0,0,0,0,0,151,62,0,65,0,1377,0,0,0,0,0,0,0,0,0,0,0,0,0,0,0,14,0,0,0,0,0,0,0,0,0,0,0,0,0,0,0,0,0,0,18,0,0,0]
[2020,58,0,0,0,0,0,0,0,0,0,120,55,0,51,0,1161,0,0,0,0,0,0,0,0,0,0,0,0,0,0,0,12,0,0,0,0,0,0,0,0,0,0,0,0,0,0,0,0,0,0,11,0,0,0]
[2020,59,0,0,0,0,0,0,0,0,0,100,52,0,38,0,991,0,0,0,0,0,0,0,0,0,0,0,0,0,0,0,9,0,0,0,0,0,0,0,0,0,0,0,0,0,0,0,0,0,0,5,0,0,0]
[2020,60,0,0,0,0,0,0,0,0,0,80,48,0,28,0,800,0,0,0,0,0,0,0,0,0,0,0,0,0,0,0,8,0,0,0,0,0,0,0,0,0,0,0,0,0,0,0,0,0,0,2,0,0,0]
[2020,61,0,0,0,0,0,0,0,0,0,68,44,0,23,0,600,0,0,0,0,0,0,0,0,0,0,0,0,0,0,0,6,0,0,0,0,0,0,0,0,0,0,0,0,0,0,0,0,0,0,0,0,0,0]
[2020,62,0,0,0,0,0,0,0,0,0,54,38,0,19,0,432,0,0,0,0,0,0,0,0,0,0,0,0,0,0,0,4,0,0,0,0,0,0,0,0,0,0,0,0,0,0,0,0,0,0,0,0,0,0]
[2020,63,0,0,0,0,0,0,0,0,0,44,36,0,15,0,314,0,0,0,0,0,0,0,0,0,0,0,0,0,0,0,3,0,0,0,0,0,0,0,0,0,0,0,0,0,0,0,0,0,0,0,0,0,0]
[2020,64,0,0,0,0,0,0,0,0,0,38,34,0,13,0,218,0,0,0,0,0,0,0,0,0,0,0,0,0,0,0,1,0,0,0,0,0,0,0,0,0,0,0,0,0,0,0,0,0,0,0,0,0,0]
[2020,65,0,0,0,0,0,0,0,0,0,33,29,0,9,0,140,0,0,0,0,0,0,0,0,0,0,0,0,0,0,0,0,0,0,0,0,0,0,0,0,0,0,0,0,0,0,0,0,0,0,0,0,0,0]
[2020,66,0,0,0,0,0,0,0,0,0,25,26,0,8,0,74,0,0,0,0,0,0,0,0,0,0,0,0,0,0,0,0,0,0,0,0,0,0,0,0,0,0,0,0,0,0,0,0,0,0,0,0,0,0]
[2020,67,0,0,0,0,0,0,0,0,0,22,24,0,7,0,36,0,0,0,0,0,0,0,0,0,0,0,0,0,0,0,0,0,0,0,0,0,0,0,0,0,0,0,0,0,0,0,0,0,0,0,0,0,0]
[2020,68,0,0,0,0,0,0,0,0,0,19,21,0,6,0,22,0,0,0,0,0,0,0,0,0,0,0,0,0,0,0,0,0,0,0,0,0,0,0,0,0,0,0,0,0,0,0,0,0,0,0,0,0,0]
[2020,69,0,0,0,0,0,0,0,0,0,16,21,0,6,0,10,0,0,0,0,0,0,0,0,0,0,0,0,0,0,0,0,0,0,0,0,0,0,0,0,0,0,0,0,0,0,0,0,0,0,0,0,0,0]
[2020,70,0,0,0,0,0,0,0,0,0,11,19,0,5,0,5,0,0,0,0,0,0,0,0,0,0,0,0,0,0,0,0,0,0,0,0,0,0,0,0,0,0,0,0,0,0,0,0,0,0,0,0,0,0]
[2020,71,0,0,0,0,0,0,0,0,0,10,14,0,5,0,2,0,0,0,0,0,0,0,0,0,0,0,0,0,0,0,0,0,0,0,0,0,0,0,0,0,0,0,0,0,0,0,0,0,0,0,0,0,0]
[2020,72,0,0,0,0,0,0,0,0,0,7,13,0,2,0,0,0,0,0,0,0,0,0,0,0,0,0,0,0,0,0,0,0,0,0,0,0,0,0,0,0,0,0,0,0,0,0,0,0,0,0,0,0,0]
[2020,73,0,0,0,0,0,0,0,0,0,4,11,0,1,0,0,0,0,0,0,0,0,0,0,0,0,0,0,0,0,0,0,0,0,0,0,0,0,0,0,0,0,0,0,0,0,0,0,0,0,0,0,0,0]
[2020,74,0,0,0,0,0,0,0,0,0,4,11,0,0,0,0,0,0,0,0,0,0,0,0,0,0,0,0,0,0,0,0,0,0,0,0,0,0,0,0,0,0,0,0,0,0,0,0,0,0,0,0,0,0]
[2020,75,0,0,0,0,0,0,0,0,0,4,8,0,0,0,0,0,0,0,0,0,0,0,0,0,0,0,0,0,0,0,0,0,0,0,0,0,0,0,0,0,0,0,0,0,0,0,0,0,0,0,0,0,0]
[2020,76,0,0,0,0,0,0,0,0,0,3,5,0,0,0,0,0,0,0,0,0,0,0,0,0,0,0,0,0,0,0,0,0,0,0,0,0,0,0,0,0,0,0,0,0,0,0,0,0,0,0,0,0,0]
[2020,77,0,0,0,0,0,0,0,0,0,1,2,0,0,0,0,0,0,0,0,0,0,0,0,0,0,0,0,0,0,0,0,0,0,0,0,0,0,0,0,0,0,0,0,0,0,0,0,0,0,0,0,0,0]
[2020,78,0,0,0,0,0,0,0,0,0,0,2,0,0,0,0,0,0,0,0,0,0,0,0,0,0,0,0,0,0,0,0,0,0,0,0,0,0,0,0,0,0,0,0,0,0,0,0,0,0,0,0,0,0]
[2020,79,0,0,0,0,0,0,0,0,0,0,1,0,0,0,0,0,0,0,0,0,0,0,0,0,0,0,0,0,0,0,0,0,0,0,0,0,0,0,0,0,0,0,0,0,0,0,0,0,0,0,0,0,0]
[2020,80,0,0,0,0,0,0,0,0,0,0,0,0,0,0,0,0,0,0,0,0,0,0,0,0,0,0,0,0,0,0,0,0,0,0,0,0,0,0,0,0,0,0,0,0,0,0,0,0,0,0,0,0,0]
[2020,81,0,0,0,0,0,0,0,0,0,0,0,0,0,0,0,0,0,0,0,0,0,0,0,0,0,0,0,0,0,0,0,0,0,0,0,0,0,0,0,0,0,0,0,0,0,0,0,0,0,0,0,0,0]
[2020,82,0,0,0,0,0,0,0,0,0,0,0,0,0,0,0,0,0,0,0,0,0,0,0,0,0,0,0,0,0,0,0,0,0,0,0,0,0,0,0,0,0,0,0,0,0,0,0,0,0,0,0,0,0]
[2020,83,0,0,0,0,0,0,0,0,0,0,0,0,0,0,0,0,0,0,0,0,0,0,0,0,0,0,0,0,0,0,0,0,0,0,0,0,0,0,0,0,0,0,0,0,0,0,0,0,0,0,0,0,0]
[2020,84,0,0,0,0,0,0,0,0,0,0,0,0,0,0,0,0,0,0,0,0,0,0,0,0,0,0,0,0,0,0,0,0,0,0,0,0,0,0,0,0,0,0,0,0,0,0,0,0,0,0,0,0,0]
[2020,85,0,0,0,0,0,0,0,0,0,0,0,0,0,0,0,0,0,0,0,0,0,0,0,0,0,0,0,0,0,0,0,0,0,0,0,0,0,0,0,0,0,0,0,0,0,0,0,0,0,0,0,0,0]
[2020,86,{"$f":"INDEX(D393:BC393,MATCH($C$7,$D$7:$BC$7,0))","v":0},0,0,0,0,0,0,0,0,0,0,0,0,0,0,0,0,0,0,0,0,0,0,0,0,0,0,0,0,0,0,0,0,0,0,0,0,0,0,0,0,0,0,0,0,0,0,0,0,0,0,0,0]
[2020,87,0,0,0,0,0,0,0,0,0,0,0,0,0,0,0,0,0,0,0,0,0,0,0,0,0,0,0,0,0,0,0,0,0,0,0,0,0,0,0,0,0,0,0,0,0,0,0,0,0,0,0,0,0]
[2020,88,0,0,0,0,0,0,0,0,0,0,0,0,0,0,0,0,0,0,0,0,0,0,0,0,0,0,0,0,0,0,0,0,0,0,0,0,0,0,0,0,0,0,0,0,0,0,0,0,0,0,0,0,0]
[2020,89,0,0,0,0,0,0,0,0,0,0,0,0,0,0,0,0,0,0,0,0,0,0,0,0,0,0,0,0,0,0,0,0,0,0,0,0,0,0,0,0,0,0,0,0,0,0,0,0,0,0,0,0,0]
[2020,90,0,0,0,0,0,0,0,0,0,0,0,0,0,0,0,0,0,0,0,0,0,0,0,0,0,0,0,0,0,0,0,0,0,0,0,0,0,0,0,0,0,0,0,0,0,0,0,0,0,0,0,0,0]
[2020,91,0,0,0,0,0,0,0,0,0,0,0,0,0,0,0,0,0,0,0,0,0,0,0,0,0,0,0,0,0,0,0,0,0,0,0,0,0,0,0,0,0,0,0,0,0,0,0,0,0,0,0,0,0]
[2020,92,0,0,0,0,0,0,0,0,0,0,0,0,0,0,0,0,0,0,0,0,0,0,0,0,0,0,0,0,0,0,0,0,0,0,0,0,0,0,0,0,0,0,0,0,0,0,0,0,0,0,0,0,0]
[2020,93,0,0,0,0,0,0,0,0,0,0,0,0,0,0,0,0,0,0,0,0,0,0,0,0,0,0,0,0,0,0,0,0,0,0,0,0,0,0,0,0,0,0,0,0,0,0,0,0,0,0,0,0,0]
[2020,94,0,0,0,0,0,0,0,0,0,0,0,0,0,0,0,0,0,0,0,0,0,0,0,0,0,0,0,0,0,0,0,0,0,0,0,0,0,0,0,0,0,0,0,0,0,0,0,0,0,0,0,0,0]
[2020,95,0,0,0,0,0,0,0,0,0,0,0,0,0,0,0,0,0,0,0,0,0,0,0,0,0,0,0,0,0,0,0,0,0,0,0,0,0,0,0,0,0,0,0,0,0,0,0,0,0,0,0,0,0]
[2020,96,0,0,0,0,0,0,0,0,0,0,0,0,0,0,0,0,0,0,0,0,0,0,0,0,0,0,0,0,0,0,0,0,0,0,0,0,0,0,0,0,0,0,0,0,0,0,0,0,0,0,0,0,0]
[2020,97,0,0,0,0,0,0,0,0,0,0,0,0,0,0,0,0,0,0,0,0,0,0,0,0,0,0,0,0,0,0,0,0,0,0,0,0,0,0,0,0,0,0,0,0,0,0,0,0,0,0,0,0,0]
[2020,98,0,0,0,0,0,0,0,0,0,0,0,0,0,0,0,0,0,0,0,0,0,0,0,0,0,0,0,0,0,0,0,0,0,0,0,0,0,0,0,0,0,0,0,0,0,0,0,0,0,0,0,0,0]
[2020,99,0,0,0,0,0,0,0,0,0,0,0,0,0,0,0,0,0,0,0,0,0,0,0,0,0,0,0,0,0,0,0,0,0,0,0,0,0,0,0,0,0,0,0,0,0,0,0,0,0,0,0,0,0]
[2020,100,0,0,0,0,0,0,0,0,0,0,0,0,0,0,0,0,0,0,0,0,0,0,0,0,0,0,0,0,0,0,0,0,0,0,0,0,0,0,0,0,0,0,0,0,0,0,0,0,0,0,0,0,0]
[2020,101,0,0,0,0,0,0,0,0,0,0,0,0,0,0,0,0,0,0,0,0,0,0,0,0,0,0,0,0,0,0,0,0,0,0,0,0,0,0,0,0,0,0,0,0,0,0,0,0,0,0,0,0,0]
[2020,102,0,0,0,0,0,0,0,0,0,0,0,0,0,0,0,0,0,0,0,0,0,0,0,0,0,0,0,0,0,0,0,0,0,0,0,0,0,0,0,0,0,0,0,0,0,0,0,0,0,0,0,0,0]
[2020,103,0,0,0,0,0,0,0,0,0,0,0,0,0,0,0,0,0,0,0,0,0,0,0,0,0,0,0,0,0,0,0,0,0,0,0,0,0,0,0,0,0,0,0,0,0,0,0,0,0,0,0,0,0]
[2020,104,0,0,0,0,0,0,0,0,0,0,0,0,0,0,0,0,0,0,0,0,0,0,0,0,0,0,0,0,0,0,0,0,0,0,0,0,0,0,0,0,0,0,0,0,0,0,0,0,0,0,0,0,0]
[2020,105,0,0,0,0,0,0,0,0,0,0,0,0,0,0,0,0,0,0,0,0,0,0,0,0,0,0,0,0,0,0,0,0,0,0,0,0,0,0,0,0,0,0,0,0,0,0,0,0,0,0,0,0,0]
[2020,106,0,0,0,0,0,0,0,0,0,0,0,0,0,0,0,0,0,0,0,0,0,0,0,0,0,0,0,0,0,0,0,0,0,0,0,0,0,0,0,0,0,0,0,0,0,0,0,0,0,0,0,0,0]
[2020,107,0,0,0,0,0,0,0,0,0,0,0,0,0,0,0,0,0,0,0,0,0,0,0,0,0,0,0,0,0,0,0,0,0,0,0,0,0,0,0,0,0,0,0,0,0,0,0,0,0,0,0,0,0]
[2020,108,0,0,0,0,0,0,0,0,0,0,0,0,0,0,0,0,0,0,0,0,0,0,0,0,0,0,0,0,0,0,0,0,0,0,0,0,0,0,0,0,0,0,0,0,0,0,0,0,0,0,0,0,0]
[2020,109,0,0,0,0,0,0,0,0,0,0,0,0,0,0,0,0,0,0,0,0,0,0,0,0,0,0,0,0,0,0,0,0,0,0,0,0,0,0,0,0,0,0,0,0,0,0,0,0,0,0,0,0,0]
[2020,110,0,0,0,0,0,0,0,0,0,0,0,0,0,0,0,0,0,0,0,0,0,0,0,0,0,0,0,0,0,0,0,0,0,0,0,0,0,0,0,0,0,0,0,0,0,0,0,0,0,0,0,0,0]
[2020,111,0,0,0,0,0,0,0,0,0,0,0,0,0,0,0,0,0,0,0,0,0,0,0,0,0,0,0,0,0,0,0,0,0,0,0,0,0,0,0,0,0,0,0,0,0,0,0,0,0,0,0,0,0]
[2020,112,0,0,0,0,0,0,0,0,0,0,0,0,0,0,0,0,0,0,0,0,0,0,0,0,0,0,0,0,0,0,0,0,0,0,0,0,0,0,0,0,0,0,0,0,0,0,0,0,0,0,0,0,0]
[2020,113,0,0,0,0,0,0,0,0,0,0,0,0,0,0,0,0,0,0,0,0,0,0,0,0,0,0,0,0,0,0,0,0,0,0,0,0,0,0,0,0,0,0,0,0,0,0,0,0,0,0,0,0,0]
[2020,114,0,0,0,0,0,0,0,0,0,0,0,0,0,0,0,0,0,0,0,0,0,0,0,0,0,0,0,0,0,0,0,0,0,0,0,0,0,0,0,0,0,0,0,0,0,0,0,0,0,0,0,0,0]
[2020,115,0,0,0,0,0,0,0,0,0,0,0,0,0,0,0,0,0,0,0,0,0,0,0,0,0,0,0,0,0,0,0,0,0,0,0,0,0,0,0,0,0,0,0,0,0,0,0,0,0,0,0,0,0]
[2020,116,0,0,0,0,0,0,0,0,0,0,0,0,0,0,0,0,0,0,0,0,0,0,0,0,0,0,0,0,0,0,0,0,0,0,0,0,0,0,0,0,0,0,0,0,0,0,0,0,0,0,0,0,0]
[2020,117,0,0,0,0,0,0,0,0,0,0,0,0,0,0,0,0,0,0,0,0,0,0,0,0,0,0,0,0,0,0,0,0,0,0,0,0,0,0,0,0,0,0,0,0,0,0,0,0,0,0,0,0,0]
[2020,118,0,0,0,0,0,0,0,0,0,0,0,0,0,0,0,0,0,0,0,0,0,0,0,0,0,0,0,0,0,0,0,0,0,0,0,0,0,0,0,0,0,0,0,0,0,0,0,0,0,0,0,0,0]
[2020,119,0,0,0,0,0,0,0,0,0,0,0,0,0,0,0,0,0,0,0,0,0,0,0,0,0,0,0,0,0,0,0,0,0,0,0,0,0,0,0,0,0,0,0,0,0,0,0,0,0,0,0,0,0]
[2020,120,0,0,0,0,0,0,0,0,0,0,0,0,0,0,0,0,0,0,0,0,0,0,0,0,0,0,0,0,0,0,0,0,0,0,0,0,0,0,0,0,0,0,0,0,0,0,0,0,0,0,0,0,0]
[2020,121,0,0,0,0,0,0,0,0,0,0,0,0,0,0,0,0,0,0,0,0,0,0,0,0,0,0,0,0,0,0,0,0,0,0,0,0,0,0,0,0,0,0,0,0,0,0,0,0,0,0,0,0,0]
[2020,122,0,0,0,0,0,0,0,0,0,0,0,0,0,0,0,0,0,0,0,0,0,0,0,0,0,0,0,0,0,0,0,0,0,0,0,0,0,0,0,0,0,0,0,0,0,0,0,0,0,0,0,0,0]
[2020,123,0,0,0,0,0,0,0,0,0,0,0,0,0,0,0,0,0,0,0,0,0,0,0,0,0,0,0,0,0,0,0,0,0,0,0,0,0,0,0,0,0,0,0,0,0,0,0,0,0,0,0,0,0]
[2020,124,0,0,0,0,0,0,0,0,0,0,0,0,0,0,0,0,0,0,0,0,0,0,0,0,0,0,0,0,0,0,0,0,0,0,0,0,0,0,0,0,0,0,0,0,0,0,0,0,0,0,0,0,0]
[2020,125,0,0,0,0,0,0,0,0,0,0,0,0,0,0,0,0,0,0,0,0,0,0,0,0,0,0,0,0,0,0,0,0,0,0,0,0,0,0,0,0,0,0,0,0,0,0,0,0,0,0,0,0,0]
[2020,126,0,0,0,0,0,0,0,0,0,0,0,0,0,0,0,0,0,0,0,0,0,0,0,0,0,0,0,0,0,0,0,0,0,0,0,0,0,0,0,0,0,0,0,0,0,0,0,0,0,0,0,0,0]
[2020,127,0,0,0,0,0,0,0,0,0,0,0,0,0,0,0,0,0,0,0,0,0,0,0,0,0,0,0,0,0,0,0,0,0,0,0,0,0,0,0,0,0,0,0,0,0,0,0,0,0,0,0,0,0]
[2020,128,0,0,0,0,0,0,0,0,0,0,0,0,0,0,0,0,0,0,0,0,0,0,0,0,0,0,0,0,0,0,0,0,0,0,0,0,0,0,0,0,0,0,0,0,0,0,0,0,0,0,0,0,0]
[2020,129,0,0,0,0,0,0,0,0,0,0,0,0,0,0,0,0,0,0,0,0,0,0,0,0,0,0,0,0,0,0,0,0,0,0,0,0,0,0,0,0,0,0,0,0,0,0,0,0,0,0,0,0,0]
[2020,130,0,0,0,0,0,0,0,0,0,0,0,0,0,0,0,0,0,0,0,0,0,0,0,0,0,0,0,0,0,0,0,0,0,0,0,0,0,0,0,0,0,0,0,0,0,0,0,0,0,0,0,0,0]
[2020,131,0,0,0,0,0,0,0,0,0,0,0,0,0,0,0,0,0,0,0,0,0,0,0,0,0,0,0,0,0,0,0,0,0,0,0,0,0,0,0,0,0,0,0,0,0,0,0,0,0,0,0,0,0]
[2020,132,0,0,0,0,0,0,0,0,0,0,0,0,0,0,0,0,0,0,0,0,0,0,0,0,0,0,0,0,0,0,0,0,0,0,0,0,0,0,0,0,0,0,0,0,0,0,0,0,0,0,0,0,0]
[2020,133,0,0,0,0,0,0,0,0,0,0,0,0,0,0,0,0,0,0,0,0,0,0,0,0,0,0,0,0,0,0,0,0,0,0,0,0,0,0,0,0,0,0,0,0,0,0,0,0,0,0,0,0,0]
[2020,134,0,0,0,0,0,0,0,0,0,0,0,0,0,0,0,0,0,0,0,0,0,0,0,0,0,0,0,0,0,0,0,0,0,0,0,0,0,0,0,0,0,0,0,0,0,0,0,0,0,0,0,0,0]
[2020,135,0,0,0,0,0,0,0,0,0,0,0,0,0,0,0,0,0,0,0,0,0,0,0,0,0,0,0,0,0,0,0,0,0,0,0,0,0,0,0,0,0,0,0,0,0,0,0,0,0,0,0,0,0]
[2020,136,0,0,0,0,0,0,0,0,0,0,0,0,0,0,0,0,0,0,0,0,0,0,0,0,0,0,0,0,0,0,0,0,0,0,0,0,0,0,0,0,0,0,0,0,0,0,0,0,0,0,0,0,0]
[2020,137,0,0,0,0,0,0,0,0,0,0,0,0,0,0,0,0,0,0,0,0,0,0,0,0,0,0,0,0,0,0,0,0,0,0,0,0,0,0,0,0,0,0,0,0,0,0,0,0,0,0,0,0,0]
[2020,138,0,0,0,0,0,0,0,0,0,0,0,0,0,0,0,0,0,0,0,0,0,0,0,0,0,0,0,0,0,0,0,0,0,0,0,0,0,0,0,0,0,0,0,0,0,0,0,0,0,0,0,0,0]
[2020,139,0,0,0,0,0,0,0,0,0,0,0,0,0,0,0,0,0,0,0,0,0,0,0,0,0,0,0,0,0,0,0,0,0,0,0,0,0,0,0,0,0,0,0,0,0,0,0,0,0,0,0,0,0]
[2020,140,0,0,0,0,0,0,0,0,0,0,0,0,0,0,0,0,0,0,0,0,0,0,0,0,0,0,0,0,0,0,0,0,0,0,0,0,0,0,0,0,0,0,0,0,0,0,0,0,0,0,0,0,0]
[2020,141,0,0,0,0,0,0,0,0,0,0,0,0,0,0,0,0,0,0,0,0,0,0,0,0,0,0,0,0,0,0,0,0,0,0,0,0,0,0,0,0,0,0,0,0,0,0,0,0,0,0,0,0,0]
[2020,142,0,0,0,0,0,0,0,0,0,0,0,0,0,0,0,0,0,0,0,0,0,0,0,0,0,0,0,0,0,0,0,0,0,0,0,0,0,0,0,0,0,0,0,0,0,0,0,0,0,0,0,0,0]
[2020,143,0,0,0,0,0,0,0,0,0,0,0,0,0,0,0,0,0,0,0,0,0,0,0,0,0,0,0,0,0,0,0,0,0,0,0,0,0,0,0,0,0,0,0,0,0,0,0,0,0,0,0,0,0]
[2020,144,0,0,0,0,0,0,0,0,0,0,0,0,0,0,0,0,0,0,0,0,0,0,0,0,0,0,0,0,0,0,0,0,0,0,0,0,0,0,0,0,0,0,0,0,0,0,0,0,0,0,0,0,0]
[2020,145,0,0,0,0,0,0,0,0,0,0,0,0,0,0,0,0,0,0,0,0,0,0,0,0,0,0,0,0,0,0,0,0,0,0,0,0,0,0,0,0,0,0,0,0,0,0,0,0,0,0,0,0,0]
[2020,146,0,0,0,0,0,0,0,0,0,0,0,0,0,0,0,0,0,0,0,0,0,0,0,0,0,0,0,0,0,0,0,0,0,0,0,0,0,0,0,0,0,0,0,0,0,0,0,0,0,0,0,0,0]
[2020,147,0,0,0,0,0,0,0,0,0,0,0,0,0,0,0,0,0,0,0,0,0,0,0,0,0,0,0,0,0,0,0,0,0,0,0,0,0,0,0,0,0,0,0,0,0,0,0,0,0,0,0,0,0]
[2020,148,0,0,0,0,0,0,0,0,0,0,0,0,0,0,0,0,0,0,0,0,0,0,0,0,0,0,0,0,0,0,0,0,0,0,0,0,0,0,0,0,0,0,0,0,0,0,0,0,0,0,0,0,0]
[2020,149,0,0,0,0,0,0,0,0,0,0,0,0,0,0,0,0,0,0,0,0,0,0,0,0,0,0,0,0,0,0,0,0,0,0,0,0,0,0,0,0,0,0,0,0,0,0,0,0,0,0,0,0,0]
[2020,150,{"$f":"INDEX(D457:BC457,MATCH($C$7,$D$7:$BC$7,0))","v":0},0,0,0,0,0,0,0,0,0,0,0,0,0,0,0,0,0,0,0,0,0,0,0,0,0,0,0,0,0,0,0,0,0,0,0,0,0,0,0,0,0,0,0,0,0,0,0,0,0,0,0,0]
[2021,1,8359,8760,5719,7996,7798,7803,537,8753,8755,8760,8760,771,8760,8701,8719,8755,8399,8760,8441,8128,6724,8758,8760,7804,8759,3379,5162,472,8760,8359,8746,6317,8760,8555,8760,7885,6953,0,8760,8704,8748,7381,0,0,8760,4988,4417,3551,8298,8760,0,0,8760]
[2021,2,8176,8760,4578,7258,6931,6438,313,8587,8705,8760,8760,589,8760,8690,8697,8755,7681,8760,7688,7789,6302,8748,8749,7382,8759,3072,4682,374,8760,8176,8677,5763,8535,7964,8760,7453,6628,0,8760,7932,8748,6605,0,0,6906,4063,4052,2628,7975,8760,0,0,8760]
[2021,3,7935,8760,3235,6545,5507,4969,161,8087,8370,8760,8760,457,8760,8681,8668,8755,7001,8335,7098,7407,5999,8631,8528,6956,8753,2786,4199,281,8760,7935,8538,5259,8116,7530,8760,7000,6261,0,8760,6075,8574,5690,0,0,2746,3128,3732,1929,7523,8760,0,0,8760]
[2021,4,7634,8760,2298,5676,4157,3742,98,7715,7803,8760,8760,358,8760,8660,8631,8755,6351,7650,5916,6935,5659,8400,8053,6517,8490,2509,3675,193,8760,7634,8330,4787,7627,7090,8760,6548,5819,0,8760,4722,8248,4766,0,0,931,2471,3390,1393,6972,8760,0,0,8756]
[2021,5,7214,8760,1657,4479,3129,2687,71,7371,6987,8760,8759,272,8760,8629,8566,8754,5618,7015,4274,6514,5268,8105,7488,6019,7814,2180,3117,139,8748,7214,8100,4305,7157,6628,8760,6057,5492,0,8760,3812,7586,3900,0,0,309,1932,2992,1002,6354,8760,0,0,8433]
[2021,6,6851,8760,1202,3462,2351,1702,52,6966,6023,8760,8717,209,8760,8592,8457,8720,4873,6407,3297,6102,4876,7716,6812,5424,7297,1781,2618,104,8528,6851,7749,3719,6732,6238,8760,5612,5198,0,8757,2961,6757,2966,0,0,54,1504,2571,708,5770,8760,0,0,7863]
[2021,7,6491,8760,833,2688,1715,999,44,6618,5314,8760,8424,147,8760,8515,8219,8395,3950,5831,2555,5661,4526,7291,6067,4859,6740,1370,2106,77,8082,6491,7338,3147,6307,5866,8758,5202,4903,0,8427,2113,5938,2262,0,0,18,1166,2159,514,5202,8760,0,0,7446]
[2021,8,6114,8760,598,2040,1199,628,33,6206,4814,8760,8103,110,8759,8431,7906,7914,3042,5172,1911,5179,4153,6907,5279,4430,6241,1045,1676,61,7487,6114,6908,2585,5907,5470,8753,4815,4631,0,7968,1021,5030,1704,0,0,1,867,1728,358,4677,8760,0,0,6978]
[2021,9,5712,8760,418,1545,870,402,25,5766,4314,8760,7850,76,8753,8290,7623,7461,2397,4146,1394,4686,3742,6577,4502,4151,5776,730,1380,58,6940,5712,6504,2087,5513,4880,8733,4433,4279,0,7338,497,4050,1301,0,0,0,642,1337,253,4182,8760,0,0,6473]
[2021,10,5277,8742,281,1172,615,239,13,5185,3724,8760,7567,62,8731,8162,7323,7025,1865,3202,1028,4198,3243,6282,3661,3907,5271,536,1112,49,6357,5277,6056,1689,5041,4150,8702,3971,3956,0,6718,178,3192,1018,0,0,0,477,1001,178,3755,8760,0,0,6088]
[2021,11,4933,8349,191,871,428,132,5,4510,3149,8758,7305,51,8659,7995,7059,6508,1407,2500,768,3684,2761,5990,2969,3667,4719,387,883,45,5692,4933,5611,1348,4513,3460,8672,3479,3664,0,6200,38,2525,785,0,0,0,336,741,124,3409,8760,0,0,5767]
[2021,12,4640,7805,126,648,261,75,4,3884,2716,8757,6998,41,8555,7822,6842,6019,1055,1923,624,3266,2329,5680,2417,3460,4281,263,663,34,5103,4640,5262,1069,4006,2854,8628,3018,3341,0,5775,11,1946,579,0,0,0,231,547,89,3102,8760,0,0,5426]
[2021,13,4398,7384,86,483,173,46,4,3360,2251,8750,6703,31,8348,7618,6630,5566,751,1458,508,2868,1938,5389,2001,3272,3716,146,488,24,4503,4398,4970,845,3490,2450,8497,2578,3056,0,5405,0,1512,418,0,0,0,167,391,69,2788,8760,0,0,4946]
[2021,14,4220,6904,60,334,125,29,3,2923,1635,8733,6449,25,8128,7374,6426,5135,519,1107,407,2481,1593,5020,1606,3067,2903,86,360,19,3846,4220,4744,639,2983,2062,8150,2180,2774,0,5011,0,1168,298,0,0,0,110,285,49,2454,8760,0,0,4226]
[2021,15,4053,6402,53,204,98,20,1,2536,950,8710,6145,25,7831,7070,6275,4619,334,809,295,2156,1312,4693,1312,2859,2297,52,265,12,3134,4053,4516,463,2570,1720,7559,1849,2521,0,4523,0,896,208,0,0,0,83,208,37,2135,8760,0,0,3471]
[2021,16,3896,6054,41,132,79,13,0,2181,492,8676,5836,20,7544,6660,6150,4052,225,587,195,1869,1057,4418,1053,2660,1819,13,199,12,2509,3896,4318,333,2259,1436,6684,1551,2275,0,3900,0,693,141,0,0,0,54,154,33,1792,8759,0,0,2799]
[2021,17,3756,5721,31,96,61,10,0,1876,255,8611,5564,17,7194,6356,6057,3481,164,427,116,1612,841,4206,827,2461,1411,4,152,8,2027,3756,4139,250,1967,1194,5833,1319,2034,0,3209,0,528,88,0,0,0,37,117,30,1462,8756,0,0,2273]
[2021,18,3619,5386,25,68,47,8,0,1608,147,8526,5308,15,6785,6040,5979,2961,114,301,57,1395,639,3998,658,2270,1122,0,121,6,1667,3619,3962,179,1709,948,5168,1129,1818,0,2572,0,385,63,0,0,0,29,91,27,1203,8748,0,0,1871]
[2021,19,3472,4869,20,55,36,5,0,1345,81,8417,5030,10,6368,5657,5889,2475,94,209,37,1226,472,3741,509,2057,854,0,99,5,1351,3472,3776,120,1477,733,4691,932,1641,0,1987,0,288,44,0,0,0,20,71,21,901,8693,0,0,1521]
[2021,20,3317,4116,14,41,27,0,0,1136,43,8275,4720,10,5924,5302,5796,2064,74,144,13,1071,337,3446,386,1784,671,0,80,3,1071,3317,3610,94,1254,579,4324,746,1500,0,1472,0,193,32,0,0,0,11,49,19,647,8582,0,0,1233]
[2021,21,3181,3388,10,31,18,0,0,945,21,8069,4345,8,5509,4971,5675,1710,57,102,2,928,259,3095,293,1505,497,0,66,1,827,3181,3465,72,1081,448,4048,600,1316,0,1084,0,121,25,0,0,0,9,36,17,457,8399,0,0,943]
[2021,22,3052,2717,4,23,11,0,0,807,8,7822,3971,8,5161,4642,5510,1409,49,71,0,793,189,2727,227,1183,375,0,55,0,609,3052,3300,57,900,337,3774,465,1157,0,778,0,89,21,0,0,0,6,25,14,343,8116,0,0,744]
[2021,23,2904,2214,2,15,6,0,0,678,3,7546,3581,7,4844,4304,5263,1160,40,54,0,685,141,2363,170,894,264,0,48,0,409,2904,3072,48,762,241,3478,370,1003,0,525,0,64,16,0,0,0,2,18,13,252,7684,0,0,606]
[2021,24,2752,1818,0,9,2,0,0,569,1,7265,3206,5,4537,3989,5010,919,30,44,0,590,118,1997,110,665,195,0,42,0,284,2752,2795,40,623,185,3229,276,865,0,369,0,52,14,0,0,0,0,12,10,199,7190,0,0,456]
[2021,25,2594,1481,0,6,0,0,0,464,0,6973,2882,5,4271,3710,4812,717,23,35,0,503,97,1676,66,457,153,0,30,0,194,2594,2509,32,504,152,3041,195,732,0,264,0,45,12,0,0,0,0,11,8,151,6652,0,0,356]
[2021,26,2467,1190,0,3,0,0,0,396,0,6671,2566,4,4036,3488,4600,558,13,26,0,436,77,1398,41,333,123,0,26,0,124,2467,2197,25,415,124,2914,149,606,0,188,0,35,12,0,0,0,0,7,8,116,6026,0,0,261]
[2021,27,2301,915,0,0,0,0,0,320,0,6346,2308,4,3813,3294,4416,428,10,20,0,378,66,1156,27,232,96,0,21,0,88,2301,1909,16,321,93,2772,113,502,0,144,0,25,10,0,0,0,0,5,6,79,5437,0,0,202]
[2021,28,2140,730,0,0,0,0,0,263,0,6021,2095,3,3599,3091,4290,335,3,15,0,320,51,939,20,145,74,0,15,0,60,2140,1635,12,256,80,2624,89,406,0,116,0,22,8,0,0,0,0,4,6,59,4905,0,0,154]
[2021,29,1937,589,0,0,0,0,0,202,0,5678,1889,2,3419,2913,4156,259,1,14,0,262,46,752,15,99,64,0,11,0,43,1937,1365,12,193,66,2430,73,301,0,97,0,14,6,0,0,0,0,4,6,51,4417,0,0,123]
[2021,30,1708,442,0,0,0,0,0,143,0,5407,1674,1,3233,2742,4043,207,0,11,0,216,38,572,12,65,52,0,10,0,32,1708,1132,11,150,58,2256,60,241,0,82,0,10,5,0,0,0,0,1,5,40,4013,0,0,107]
[2021,31,1444,348,0,0,0,0,0,105,0,5066,1487,0,3059,2573,3956,163,0,9,0,180,33,423,9,49,41,0,7,0,24,1444,935,10,117,45,2064,51,171,0,69,0,5,5,0,0,0,0,0,5,30,3694,0,0,91]
[2021,32,1173,254,0,0,0,0,0,78,0,4748,1337,0,2917,2437,3870,134,0,3,0,141,29,341,4,37,35,0,6,0,19,1173,767,8,89,37,1834,43,119,0,60,0,5,3,0,0,0,0,0,3,27,3413,0,0,79]
[2021,33,938,196,0,0,0,0,0,54,0,4399,1177,0,2779,2321,3797,111,0,1,0,113,22,263,2,29,29,0,4,0,15,938,622,5,70,29,1568,34,90,0,48,0,3,2,0,0,0,0,0,3,20,3180,0,0,73]
[2021,34,762,148,0,0,0,0,0,39,0,4064,1048,0,2652,2192,3707,95,0,0,0,89,17,208,2,20,27,0,1,0,11,762,500,4,57,23,1313,27,67,0,39,0,2,1,0,0,0,0,0,3,17,2961,0,0,61]
[2021,35,604,121,0,0,0,0,0,30,0,3713,907,0,2503,2036,3599,79,0,0,0,70,11,178,1,11,21,0,0,0,8,604,424,3,51,20,1092,23,51,0,30,0,0,0,0,0,0,0,0,2,11,2739,0,0,55]
[2021,36,477,104,0,0,0,0,0,21,0,3383,780,0,2359,1883,3446,70,0,0,0,59,10,149,1,8,16,0,0,0,7,477,326,3,43,17,887,16,38,0,26,0,0,0,0,0,0,0,0,0,10,2565,0,0,45]
[2021,37,389,91,0,0,0,0,0,16,0,3018,670,0,2209,1712,3279,58,0,0,0,52,8,126,1,8,11,0,0,0,2,389,262,3,34,12,725,13,31,0,21,0,0,0,0,0,0,0,0,0,9,2401,0,0,40]
[2021,38,296,78,0,0,0,0,0,13,0,2698,589,0,2034,1514,3106,52,0,0,0,46,3,116,0,4,7,0,0,0,2,296,207,0,27,8,560,11,22,0,15,0,0,0,0,0,0,0,0,0,9,2177,0,0,32]
[2021,39,202,71,0,0,0,0,0,9,0,2411,509,0,1823,1316,2985,46,0,0,0,39,1,106,0,1,3,0,0,0,0,202,164,0,23,7,414,8,17,0,10,0,0,0,0,0,0,0,0,0,7,1920,0,0,30]
[2021,40,150,61,0,0,0,0,0,8,0,2144,442,0,1641,1155,2873,42,0,0,0,36,1,96,0,0,1,0,0,0,0,150,133,0,20,5,296,7,14,0,9,0,0,0,0,0,0,0,0,0,6,1620,0,0,23]
[2021,41,88,55,0,0,0,0,0,6,0,1922,384,0,1426,995,2791,34,0,0,0,33,0,79,0,0,1,0,0,0,0,88,118,0,17,3,198,6,13,0,9,0,0,0,0,0,0,0,0,0,5,1319,0,0,19]
[2021,42,45,45,0,0,0,0,0,4,0,1694,323,0,1236,864,2722,32,0,0,0,24,0,72,0,0,1,0,0,0,0,45,111,0,14,0,153,3,13,0,4,0,0,0,0,0,0,0,0,0,2,1072,0,0,13]
[2021,43,22,40,0,0,0,0,0,3,0,1492,270,0,1093,741,2658,25,0,0,0,21,0,64,0,0,0,0,0,0,0,22,95,0,14,0,116,2,9,0,0,0,0,0,0,0,0,0,0,0,0,836,0,0,10]
[2021,44,14,32,0,0,0,0,0,2,0,1332,222,0,930,616,2586,23,0,0,0,19,0,58,0,0,0,0,0,0,0,14,87,0,9,0,91,0,7,0,0,0,0,0,0,0,0,0,0,0,0,663,0,0,8]
[2021,50,0,8,0,0,0,0,0,0,0,571,118,0,340,43,2202,3,0,0,0,7,0,19,0,0,0,0,0,0,0,0,37,0,2,0,21,0,0,0,0,0,0,0,0,0,0,0,0,0,0,105,0,0,0]
[2021,55,0,0,0,0,0,0,0,0,0,245,80,0,113,0,1748,0,0,0,0,1,0,9,0,0,0,0,0,0,0,0,16,0,0,0,0,0,0,0,0,0,0,0,0,0,0,0,0,0,0,47,0,0,0]
[2021,62,0,0,0,0,0,0,0,0,0,58,44,0,17,0,587,0,0,0,0,0,0,0,0,0,0,0,0,0,0,0,4,0,0,0,0,0,0,0,0,0,0,0,0,0,0,0,0,0,0,0,0,0,0]
[2021,67,0,0,0,0,0,0,0,0,0,21,27,0,7,0,71,0,0,0,0,0,0,0,0,0,0,0,0,0,0,0,0,0,0,0,0,0,0,0,0,0,0,0,0,0,0,0,0,0,0,0,0,0,0]
[2021,72,0,0,0,0,0,0,0,0,0,7,14,0,1,0,2,0,0,0,0,0,0,0,0,0,0,0,0,0,0,0,0,0,0,0,0,0,0,0,0,0,0,0,0,0,0,0,0,0,0,0,0,0,0]
[2021,79,0,0,0,0,0,0,0,0,0,0,2,0,0,0,0,0,0,0,0,0,0,0,0,0,0,0,0,0,0,0,0,0,0,0,0,0,0,0,0,0,0,0,0,0,0,0,0,0,0,0,0,0,0]
[2021,84,0,0,0,0,0,0,0,0,0,0,0,0,0,0,0,0,0,0,0,0,0,0,0,0,0,0,0,0,0,0,0,0,0,0,0,0,0,0,0,0,0,0,0,0,0,0,0,0,0,0,0,0,0]
[2021,87,0,0,0,0,0,0,0,0,0,0,0,0,0,0,0,0,0,0,0,0,0,0,0,0,0,0,0,0,0,0,0,0,0,0,0,0,0,0,0,0,0,0,0,0,0,0,0,0,0,0,0,0,0]
[2021,96,0,0,0,0,0,0,0,0,0,0,0,0,0,0,0,0,0,0,0,0,0,0,0,0,0,0,0,0,0,0,0,0,0,0,0,0,0,0,0,0,0,0,0,0,0,0,0,0,0,0,0,0,0]
[2021,98,0,0,0,0,0,0,0,0,0,0,0,0,0,0,0,0,0,0,0,0,0,0,0,0,0,0,0,0,0,0,0,0,0,0,0,0,0,0,0,0,0,0,0,0,0,0,0,0,0,0,0,0,0]
[2021,103,0,0,0,0,0,0,0,0,0,0,0,0,0,0,0,0,0,0,0,0,0,0,0,0,0,0,0,0,0,0,0,0,0,0,0,0,0,0,0,0,0,0,0,0,0,0,0,0,0,0,0,0,0]
[2021,108,0,0,0,0,0,0,0,0,0,0,0,0,0,0,0,0,0,0,0,0,0,0,0,0,0,0,0,0,0,0,0,0,0,0,0,0,0,0,0,0,0,0,0,0,0,0,0,0,0,0,0,0,0]
[2021,115,0,0,0,0,0,0,0,0,0,0,0,0,0,0,0,0,0,0,0,0,0,0,0,0,0,0,0,0,0,0,0,0,0,0,0,0,0,0,0,0,0,0,0,0,0,0,0,0,0,0,0,0,0]
[2021,120,0,0,0,0,0,0,0,0,0,0,0,0,0,0,0,0,0,0,0,0,0,0,0,0,0,0,0,0,0,0,0,0,0,0,0,0,0,0,0,0,0,0,0,0,0,0,0,0,0,0,0,0,0]
[2021,125,0,0,0,0,0,0,0,0,0,0,0,0,0,0,0,0,0,0,0,0,0,0,0,0,0,0,0,0,0,0,0,0,0,0,0,0,0,0,0,0,0,0,0,0,0,0,0,0,0,0,0,0,0]
[2021,130,0,0,0,0,0,0,0,0,0,0,0,0,0,0,0,0,0,0,0,0,0,0,0,0,0,0,0,0,0,0,0,0,0,0,0,0,0,0,0,0,0,0,0,0,0,0,0,0,0,0,0,0,0]
[2021,137,0,0,0,0,0,0,0,0,0,0,0,0,0,0,0,0,0,0,0,0,0,0,0,0,0,0,0,0,0,0,0,0,0,0,0,0,0,0,0,0,0,0,0,0,0,0,0,0,0,0,0,0,0]
[2021,142,0,0,0,0,0,0,0,0,0,0,0,0,0,0,0,0,0,0,0,0,0,0,0,0,0,0,0,0,0,0,0,0,0,0,0,0,0,0,0,0,0,0,0,0,0,0,0,0,0,0,0,0,0]
[2021,147,0,0,0,0,0,0,0,0,0,0,0,0,0,0,0,0,0,0,0,0,0,0,0,0,0,0,0,0,0,0,0,0,0,0,0,0,0,0,0,0,0,0,0,0,0,0,0,0,0,0,0,0,0]
[2022,4,7683,8760,2373,5799,4221,3777,127,7796,7950,8760,8760,442,8760,8662,8652,8755,6437,7820,6064,6977,5658,8472,8155,6665,8674,2817,3678,216,8760,7683,8390,4880,7849,7149,8760,6626,5952,0,8760,4772,8261,5106,0,0,958,2600,3422,1551,7088,8760,0,0,8755]
[2022,6,6921,8760,1226,3587,2404,1697,59,7061,6302,8760,8752,260,8760,8594,8525,8753,5031,6592,3381,6140,4880,7838,6948,5679,7505,2244,2639,106,8524,6921,7842,3871,6945,6294,8760,5685,5276,0,8760,3028,6851,3396,0,0,58,1578,2614,781,5918,8760,0,0,7892]
[2022,16,3923,6072,44,145,84,14,1,2316,726,8685,6069,22,7592,6745,6230,4543,244,674,215,1890,1068,4524,1124,2750,2108,61,215,11,2555,3923,4404,364,2434,1499,7230,1612,2345,0,3987,0,734,189,0,0,0,61,150,34,1903,8759,0,0,2893]
[2022,21,3225,3441,10,32,20,0,0,1002,39,8137,4658,10,5569,5049,5776,2069,65,115,5,940,262,3280,336,1658,624,0,65,1,856,3225,3512,80,1196,478,4240,662,1401,0,1180,0,140,29,0,0,0,11,40,18,525,8488,0,0,987]
[2022,23,2945,2263,3,17,6,0,0,727,4,7630,3904,8,4903,4376,5468,1436,41,60,0,703,152,2529,193,1039,351,0,48,0,445,2945,3164,50,878,262,3689,398,1065,0,603,0,70,21,0,0,0,3,18,13,289,7897,0,0,630]
[2022,28,2180,756,0,0,0,0,0,287,0,6155,2303,4,3644,3154,4400,451,5,17,0,330,52,1054,24,189,93,0,14,0,65,2180,1762,14,317,84,2741,102,458,0,122,0,22,9,0,0,0,0,4,6,68,5173,0,0,162]
[2022,33,1017,209,0,0,0,0,0,64,0,4536,1344,0,2817,2360,3875,143,0,1,0,115,23,301,3,33,36,0,3,0,16,1017,699,5,91,32,1807,39,112,0,52,0,3,5,0,0,0,0,0,4,23,3331,0,0,74]
[2022,40,169,62,0,0,0,0,0,9,0,2263,523,0,1684,1193,2993,48,0,0,0,38,1,101,0,1,3,0,0,0,0,169,154,0,26,5,414,6,16,0,10,0,0,0,0,0,0,0,0,0,6,1878,0,0,24]
[2022,45,11,30,0,0,0,0,0,2,0,1268,228,0,811,527,2592,23,0,0,0,16,0,55,0,0,0,0,0,0,0,11,81,0,11,0,95,0,6,0,0,0,0,0,0,0,0,0,0,0,0,649,0,0,8]
[2022,51,0,8,0,0,0,0,0,0,0,536,121,0,312,19,2216,4,0,0,0,6,0,20,0,0,0,0,0,0,0,0,34,0,2,0,23,0,0,0,0,0,0,0,0,0,0,0,0,0,0,104,0,0,0]
[2022,57,0,0,0,0,0,0,0,0,0,191,78,0,61,0,1682,0,0,0,0,0,0,3,0,0,0,0,0,0,0,0,14,0,0,0,0,0,0,0,0,0,0,0,0,0,0,0,0,0,0,38,0,0,0]
[2022,62,0,0,0,0,0,0,0,0,0,68,50,0,18,0,874,0,0,0,0,0,0,0,0,0,0,0,0,0,0,0,4,0,0,0,0,0,0,0,0,0,0,0,0,0,0,0,0,0,0,2,0,0,0]
[2022,66,0,0,0,0,0,0,0,0,0,31,35,0,7,0,265,0,0,0,0,0,0,0,0,0,0,0,0,0,0,0,0,0,0,0,0,0,0,0,0,0,0,0,0,0,0,0,0,0,0,0,0,0,0]
[2022,74,0,0,0,0,0,0,0,0,0,4,14,0,0,0,0,0,0,0,0,0,0,0,0,0,0,0,0,0,0,0,0,0,0,0,0,0,0,0,0,0,0,0,0,0,0,0,0,0,0,0,0,0,0]
[2022,79,0,0,0,0,0,0,0,0,0,0,3,0,0,0,0,0,0,0,0,0,0,0,0,0,0,0,0,0,0,0,0,0,0,0,0,0,0,0,0,0,0,0,0,0,0,0,0,0,0,0,0,0,0]
[2022,83,0,0,0,0,0,0,0,0,0,0,0,0,0,0,0,0,0,0,0,0,0,0,0,0,0,0,0,0,0,0,0,0,0,0,0,0,0,0,0,0,0,0,0,0,0,0,0,0,0,0,0,0,0]
[2022,91,0,0,0,0,0,0,0,0,0,0,0,0,0,0,0,0,0,0,0,0,0,0,0,0,0,0,0,0,0,0,0,0,0,0,0,0,0,0,0,0,0,0,0,0,0,0,0,0,0,0,0,0,0]
[2022,92,0,0,0,0,0,0,0,0,0,0,0,0,0,0,0,0,0,0,0,0,0,0,0,0,0,0,0,0,0,0,0,0,0,0,0,0,0,0,0,0,0,0,0,0,0,0,0,0,0,0,0,0,0]
[2022,100,0,0,0,0,0,0,0,0,0,0,0,0,0,0,0,0,0,0,0,0,0,0,0,0,0,0,0,0,0,0,0,0,0,0,0,0,0,0,0,0,0,0,0,0,0,0,0,0,0,0,0,0,0]
[2022,103,0,0,0,0,0,0,0,0,0,0,0,0,0,0,0,0,0,0,0,0,0,0,0,0,0,0,0,0,0,0,0,0,0,0,0,0,0,0,0,0,0,0,0,0,0,0,0,0,0,0,0,0,0]
[2022,109,0,0,0,0,0,0,0,0,0,0,0,0,0,0,0,0,0,0,0,0,0,0,0,0,0,0,0,0,0,0,0,0,0,0,0,0,0,0,0,0,0,0,0,0,0,0,0,0,0,0,0,0,0]
[2022,117,0,0,0,0,0,0,0,0,0,0,0,0,0,0,0,0,0,0,0,0,0,0,0,0,0,0,0,0,0,0,0,0,0,0,0,0,0,0,0,0,0,0,0,0,0,0,0,0,0,0,0,0,0]
[2022,121,0,0,0,0,0,0,0,0,0,0,0,0,0,0,0,0,0,0,0,0,0,0,0,0,0,0,0,0,0,0,0,0,0,0,0,0,0,0,0,0,0,0,0,0,0,0,0,0,0,0,0,0,0]
[2022,126,0,0,0,0,0,0,0,0,0,0,0,0,0,0,0,0,0,0,0,0,0,0,0,0,0,0,0,0,0,0,0,0,0,0,0,0,0,0,0,0,0,0,0,0,0,0,0,0,0,0,0,0,0]
[2022,132,0,0,0,0,0,0,0,0,0,0,0,0,0,0,0,0,0,0,0,0,0,0,0,0,0,0,0,0,0,0,0,0,0,0,0,0,0,0,0,0,0,0,0,0,0,0,0,0,0,0,0,0,0]
[2022,138,0,0,0,0,0,0,0,0,0,0,0,0,0,0,0,0,0,0,0,0,0,0,0,0,0,0,0,0,0,0,0,0,0,0,0,0,0,0,0,0,0,0,0,0,0,0,0,0,0,0,0,0,0]
[2022,143,0,0,0,0,0,0,0,0,0,0,0,0,0,0,0,0,0,0,0,0,0,0,0,0,0,0,0,0,0,0,0,0,0,0,0,0,0,0,0,0,0,0,0,0,0,0,0,0,0,0,0,0,0]
[2022,149,0,0,0,0,0,0,0,0,0,0,0,0,0,0,0,0,0,0,0,0,0,0,0,0,0,0,0,0,0,0,0,0,0,0,0,0,0,0,0,0,0,0,0,0,0,0,0,0,0,0,0,0,0]
[2023,5,7402,8760,1752,4800,3287,2821,100,7520,7567,8760,8760,416,8760,8645,8634,8755,5823,7257,4540,6619,5334,8314,7728,6311,8240,2814,3312,164,8753,7402,8234,4501,7653,6753,8760,6272,5672,0,8760,3926,7750,4709,0,0,358,2118,3098,1288,6634,8760,0,0,8541]
[2023,10,5474,8755,308,1278,666,254,25,5502,4260,8760,7921,100,8742,8234,7631,7678,2057,3690,1121,4338,3341,6486,4000,4053,5730,1116,1214,51,6456,5474,6335,1854,5607,4395,8736,4198,4165,0,6867,242,3444,1342,0,0,0,544,1093,247,3938,8760,0,0,6166]
[2023,12,4789,7868,139,705,290,81,6,4227,3165,8757,7381,59,8598,7910,7082,6803,1186,2241,665,3403,2401,5902,2652,3573,4695,595,769,40,5207,4789,5488,1196,4657,3048,8677,3268,3544,0,5881,15,2141,836,0,0,0,278,600,121,3265,8760,0,0,5511]
[2023,17,3835,5788,35,107,67,11,1,2067,615,8663,5978,23,7376,6534,6169,4503,190,526,147,1693,889,4378,930,2595,1883,68,178,11,2123,3835,4262,288,2368,1295,6950,1448,2198,0,3462,0,595,167,0,0,0,48,126,32,1638,8758,0,0,2422]
[2023,27,2420,993,0,1,0,0,0,373,0,6623,2794,5,3957,3431,4696,754,12,26,0,401,70,1398,35,308,134,0,24,0,99,2420,2143,23,476,107,2996,138,592,0,163,0,31,12,0,0,0,0,5,8,102,6059,0,0,225]
[2023,29,2070,635,0,0,0,0,0,245,0,5966,2270,4,3531,3046,4347,458,2,15,0,286,46,943,19,131,87,0,12,0,50,2070,1591,12,307,71,2734,88,395,0,108,0,20,8,0,0,0,0,4,6,56,4966,0,0,136]
[2023,36,571,112,0,0,0,0,0,29,0,3703,1046,0,2465,2013,3680,102,0,0,0,65,10,183,1,14,26,0,0,0,8,571,421,3,59,19,1322,21,51,0,29,0,0,1,0,0,0,0,0,3,10,2836,0,0,53]
[2023,41,137,59,0,0,0,0,0,8,0,2148,521,0,1589,1129,2961,50,0,0,0,36,1,98,0,1,3,0,0,0,0,137,132,0,25,3,439,6,14,0,9,0,0,0,0,0,0,0,0,0,6,1808,0,0,22]
[2023,46,9,24,0,0,0,0,0,2,0,1199,238,0,750,481,2589,25,0,0,0,14,0,53,0,0,0,0,0,0,0,9,79,0,10,0,102,0,6,0,0,0,0,0,0,0,0,0,0,0,0,623,0,0,7]
[2023,53,0,4,0,0,0,0,0,0,0,410,111,0,227,7,2130,4,0,0,0,3,0,17,0,0,0,0,0,0,0,0,26,0,2,0,18,0,0,0,0,0,0,0,0,0,0,0,0,0,0,87,0,0,0]
[2023,58,0,0,0,0,0,0,0,0,0,178,80,0,58,0,1696,0,0,0,0,0,0,4,0,0,0,0,0,0,0,0,14,0,0,0,0,0,0,0,0,0,0,0,0,0,0,0,0,0,0,39,0,0,0]
[2023,63,0,0,0,0,0,0,0,0,0,63,52,0,16,0,855,0,0,0,0,0,0,0,0,0,0,0,0,0,0,0,4,0,0,0,0,0,0,0,0,0,0,0,0,0,0,0,0,0,0,2,0,0,0]
[2023,70,0,0,0,0,0,0,0,0,0,18,27,0,5,0,55,0,0,0,0,0,0,0,0,0,0,0,0,0,0,0,0,0,0,0,0,0,0,0,0,0,0,0,0,0,0,0,0,0,0,0,0,0,0]
[2023,75,0,0,0,0,0,0,0,0,0,4,15,0,0,0,2,0,0,0,0,0,0,0,0,0,0,0,0,0,0,0,0,0,0,0,0,0,0,0,0,0,0,0,0,0,0,0,0,0,0,0,0,0,0]
[2023,80,0,0,0,0,0,0,0,0,0,0,6,0,0,0,0,0,0,0,0,0,0,0,0,0,0,0,0,0,0,0,0,0,0,0,0,0,0,0,0,0,0,0,0,0,0,0,0,0,0,0,0,0,0]
[2023,85,0,0,0,0,0,0,0,0,0,0,0,0,0,0,0,0,0,0,0,0,0,0,0,0,0,0,0,0,0,0,0,0,0,0,0,0,0,0,0,0,0,0,0,0,0,0,0,0,0,0,0,0,0]
[2023,87,0,0,0,0,0,0,0,0,0,0,0,0,0,0,0,0,0,0,0,0,0,0,0,0,0,0,0,0,0,0,0,0,0,0,0,0,0,0,0,0,0,0,0,0,0,0,0,0,0,0,0,0,0]
[2023,96,0,0,0,0,0,0,0,0,0,0,0,0,0,0,0,0,0,0,0,0,0,0,0,0,0,0,0,0,0,0,0,0,0,0,0,0,0,0,0,0,0,0,0,0,0,0,0,0,0,0,0,0,0]
[2023,99,0,0,0,0,0,0,0,0,0,0,0,0,0,0,0,0,0,0,0,0,0,0,0,0,0,0,0,0,0,0,0,0,0,0,0,0,0,0,0,0,0,0,0,0,0,0,0,0,0,0,0,0,0]
[2023,104,0,0,0,0,0,0,0,0,0,0,0,0,0,0,0,0,0,0,0,0,0,0,0,0,0,0,0,0,0,0,0,0,0,0,0,0,0,0,0,0,0,0,0,0,0,0,0,0,0,0,0,0,0]
[2023,113,0,0,0,0,0,0,0,0,0,0,0,0,0,0,0,0,0,0,0,0,0,0,0,0,0,0,0,0,0,0,0,0,0,0,0,0,0,0,0,0,0,0,0,0,0,0,0,0,0,0,0,0,0]
[2023,116,0,0,0,0,0,0,0,0,0,0,0,0,0,0,0,0,0,0,0,0,0,0,0,0,0,0,0,0,0,0,0,0,0,0,0,0,0,0,0,0,0,0,0,0,0,0,0,0,0,0,0,0,0]
[2023,121,0,0,0,0,0,0,0,0,0,0,0,0,0,0,0,0,0,0,0,0,0,0,0,0,0,0,0,0,0,0,0,0,0,0,0,0,0,0,0,0,0,0,0,0,0,0,0,0,0,0,0,0,0]
[2023,128,0,0,0,0,0,0,0,0,0,0,0,0,0,0,0,0,0,0,0,0,0,0,0,0,0,0,0,0,0,0,0,0,0,0,0,0,0,0,0,0,0,0,0,0,0,0,0,0,0,0,0,0,0]
[2023,133,0,0,0,0,0,0,0,0,0,0,0,0,0,0,0,0,0,0,0,0,0,0,0,0,0,0,0,0,0,0,0,0,0,0,0,0,0,0,0,0,0,0,0,0,0,0,0,0,0,0,0,0,0]
[2023,138,0,0,0,0,0,0,0,0,0,0,0,0,0,0,0,0,0,0,0,0,0,0,0,0,0,0,0,0,0,0,0,0,0,0,0,0,0,0,0,0,0,0,0,0,0,0,0,0,0,0,0,0,0]
[2023,145,0,0,0,0,0,0,0,0,0,0,0,0,0,0,0,0,0,0,0,0,0,0,0,0,0,0,0,0,0,0,0,0,0,0,0,0,0,0,0,0,0,0,0,0,0,0,0,0,0,0,0,0,0]
[2023,150,0,0,0,0,0,0,0,0,0,0,0,0,0,0,0,0,0,0,0,0,0,0,0,0,0,0,0,0,0,0,0,0,0,0,0,0,0,0,0,0,0,0,0,0,0,0,0,0,0,0,0,0,0]
[2024,4,7879,8760,2625,6057,4573,3974,223,7967,8358,8760,8760,651,8760,8679,8675,8755,6631,7976,6539,7231,5824,8631,8329,6891,8750,3359,4144,288,8760,7879,8510,5101,8369,7300,8760,6937,6271,0,8760,4929,8381,6103,0,0,1056,2932,3575,2043,7363,8760,0,0,8760]
[2024,7,6812,8760,989,2994,1952,1158,58,6888,6252,8760,8754,323,8760,8578,8505,8754,4477,6164,2876,5964,4702,7751,6571,5412,7301,2567,2588,104,8208,6812,7750,3556,7047,6082,8760,5595,5222,0,8532,2386,6310,3558,0,0,22,1448,2410,778,5679,8760,0,0,7623]
[2024,12,4942,7919,165,753,335,84,11,4452,3510,8758,7516,76,8627,8003,7202,7064,1293,2366,710,3566,2538,6043,2834,3693,4843,838,917,45,5316,4942,5735,1316,5044,3243,8693,3498,3720,0,6004,18,2322,1033,0,0,0,337,655,146,3406,8760,0,0,5583]
[2024,21,3342,3702,12,40,25,0,0,1168,103,8284,5094,15,5925,5396,5884,2748,73,145,15,1050,325,3619,390,1863,804,4,84,2,974,3342,3676,90,1586,570,4791,832,1572,0,1431,0,199,56,0,0,0,13,47,21,731,8607,0,0,1157]
[2024,24,2943,2053,1,15,5,0,0,702,13,7619,4100,9,4877,4418,5511,1645,39,56,0,692,141,2573,183,1012,361,0,50,0,379,2943,3167,49,1019,245,3903,413,1092,0,564,0,66,24,0,0,0,3,15,14,290,7844,0,0,572]
[2024,29,2188,683,0,0,0,0,0,283,0,6183,2438,5,3654,3189,4458,562,5,17,0,321,51,1102,22,194,99,0,14,0,59,2188,1791,13,398,81,2880,110,487,0,118,0,22,12,0,0,0,0,4,8,70,5208,0,0,154]
[2024,38,459,86,0,0,0,0,0,20,0,3275,902,0,2286,1851,3535,84,0,0,0,52,3,143,1,8,20,0,0,0,2,459,334,3,53,12,1165,14,43,0,23,0,0,1,0,0,0,0,0,2,9,2581,0,0,41]
[2024,41,201,60,0,0,0,0,0,9,0,2356,588,0,1725,1272,3065,58,0,0,0,38,1,103,0,1,6,0,0,0,0,201,170,0,29,5,643,6,19,0,10,0,0,0,0,0,0,0,0,0,6,2013,0,0,23]
[2024,47,7,22,0,0,0,0,0,1,0,1184,231,0,739,462,2578,25,0,0,0,13,0,53,0,0,0,0,0,0,0,7,74,0,11,0,112,0,3,0,0,0,0,0,0,0,0,0,0,0,0,604,0,0,7]
[2024,49,1,15,0,0,0,0,0,0,0,915,183,0,542,234,2465,20,0,0,0,9,0,38,0,0,0,0,0,0,0,1,58,0,7,0,73,0,1,0,0,0,0,0,0,0,0,0,0,0,0,342,0,0,3]
[2024,58,0,0,0,0,0,0,0,0,0,225,82,0,82,0,1769,1,0,0,0,0,0,5,0,0,0,0,0,0,0,0,14,0,0,0,2,0,0,0,0,0,0,0,0,0,0,0,0,0,0,48,0,0,0]
[2024,64,0,0,0,0,0,0,0,0,0,67,53,0,17,0,899,0,0,0,0,0,0,0,0,0,0,0,0,0,0,0,3,0,0,0,0,0,0,0,0,0,0,0,0,0,0,0,0,0,0,3,0,0,0]
[2024,70,0,0,0,0,0,0,0,0,0,22,32,0,6,0,122,0,0,0,0,0,0,0,0,0,0,0,0,0,0,0,0,0,0,0,0,0,0,0,0,0,0,0,0,0,0,0,0,0,0,0,0,0,0]
[2024,75,0,0,0,0,0,0,0,0,0,6,21,0,0,0,5,0,0,0,0,0,0,0,0,0,0,0,0,0,0,0,0,0,0,0,0,0,0,0,0,0,0,0,0,0,0,0,0,0,0,0,0,0,0]
[2024,81,0,0,0,0,0,0,0,0,0,0,7,0,0,0,0,0,0,0,0,0,0,0,0,0,0,0,0,0,0,0,0,0,0,0,0,0,0,0,0,0,0,0,0,0,0,0,0,0,0,0,0,0,0]
[2024,82,0,0,0,0,0,0,0,0,0,0,3,0,0,0,0,0,0,0,0,0,0,0,0,0,0,0,0,0,0,0,0,0,0,0,0,0,0,0,0,0,0,0,0,0,0,0,0,0,0,0,0,0,0]
[2024,88,0,0,0,0,0,0,0,0,0,0,0,0,0,0,0,0,0,0,0,0,0,0,0,0,0,0,0,0,0,0,0,0,0,0,0,0,0,0,0,0,0,0,0,0,0,0,0,0,0,0,0,0,0]
[2024,92,0,0,0,0,0,0,0,0,0,0,0,0,0,0,0,0,0,0,0,0,0,0,0,0,0,0,0,0,0,0,0,0,0,0,0,0,0,0,0,0,0,0,0,0,0,0,0,0,0,0,0,0,0]
[2024,99,0,0,0,0,0,0,0,0,0,0,0,0,0,0,0,0,0,0,0,0,0,0,0,0,0,0,0,0,0,0,0,0,0,0,0,0,0,0,0,0,0,0,0,0,0,0,0,0,0,0,0,0,0]
[2024,105,0,0,0,0,0,0,0,0,0,0,0,0,0,0,0,0,0,0,0,0,0,0,0,0,0,0,0,0,0,0,0,0,0,0,0,0,0,0,0,0,0,0,0,0,0,0,0,0,0,0,0,0,0]
[2024,109,0,0,0,0,0,0,0,0,0,0,0,0,0,0,0,0,0,0,0,0,0,0,0,0,0,0,0,0,0,0,0,0,0,0,0,0,0,0,0,0,0,0,0,0,0,0,0,0,0,0,0,0,0]
[2024,117,0,0,0,0,0,0,0,0,0,0,0,0,0,0,0,0,0,0,0,0,0,0,0,0,0,0,0,0,0,0,0,0,0,0,0,0,0,0,0,0,0,0,0,0,0,0,0,0,0,0,0,0,0]
[2024,124,0,0,0,0,0,0,0,0,0,0,0,0,0,0,0,0,0,0,0,0,0,0,0,0,0,0,0,0,0,0,0,0,0,0,0,0,0,0,0,0,0,0,0,0,0,0,0,0,0,0,0,0,0]
[2024,128,0,0,0,0,0,0,0,0,0,0,0,0,0,0,0,0,0,0,0,0,0,0,0,0,0,0,0,0,0,0,0,0,0,0,0,0,0,0,0,0,0,0,0,0,0,0,0,0,0,0,0,0,0]
[2024,134,0,0,0,0,0,0,0,0,0,0,0,0,0,0,0,0,0,0,0,0,0,0,0,0,0,0,0,0,0,0,0,0,0,0,0,0,0,0,0,0,0,0,0,0,0,0,0,0,0,0,0,0,0]
[2024,135,0,0,0,0,0,0,0,0,0,0,0,0,0,0,0,0,0,0,0,0,0,0,0,0,0,0,0,0,0,0,0,0,0,0,0,0,0,0,0,0,0,0,0,0,0,0,0,0,0,0,0,0,0]
[2024,145,0,0,0,0,0,0,0,0,0,0,0,0,0,0,0,0,0,0,0,0,0,0,0,0,0,0,0,0,0,0,0,0,0,0,0,0,0,0,0,0,0,0,0,0,0,0,0,0,0,0,0,0,0]
[2024,146,0,0,0,0,0,0,0,0,0,0,0,0,0,0,0,0,0,0,0,0,0,0,0,0,0,0,0,0,0,0,0,0,0,0,0,0,0,0,0,0,0,0,0,0,0,0,0,0,0,0,0,0,0]
[2025,2,8428,8760,5352,7672,7366,6845,821,8749,8756,8760,8760,1260,8760,8703,8733,8755,8058,8760,7989,8119,6612,8758,8760,7938,8759,4027,5331,522,8760,8428,8755,6359,8760,8365,8760,8033,7102,0,8760,8290,8748,7915,0,0,7220,4969,4332,4130,8346,8760,0,0,8760]
[2025,8,6703,8760,796,2494,1537,775,55,6670,5783,8760,8734,303,8760,8558,8460,8748,3839,5796,2392,5743,4492,7619,6108,5180,6927,2557,2371,97,7788,6703,7646,3332,6950,5874,8760,5474,5155,0,8266,1503,5851,3294,0,0,8,1256,2146,704,5447,8760,0,0,7295]
[2025,13,4869,7601,126,644,243,66,8,4113,3277,8758,7403,74,8592,7961,7129,6816,1101,2010,622,3374,2348,5970,2529,3619,4588,820,833,42,4917,4869,5620,1210,5001,2962,8674,3398,3662,0,5761,4,2035,965,0,0,0,286,570,136,3312,8760,0,0,5394]
[2025,19,3762,5261,28,74,49,6,0,1775,477,8595,5750,25,7061,6387,6115,4077,133,344,75,1490,699,4270,738,2479,1456,82,156,8,1648,3762,4189,221,2353,1058,6405,1365,2103,0,2761,0,447,162,0,0,0,37,98,31,1455,8755,0,0,1940]
[2025,25,2949,1818,0,13,3,0,0,658,14,7573,3995,10,4815,4406,5505,1546,36,51,0,656,126,2549,149,982,316,0,47,0,316,2949,3183,48,1057,227,3835,413,1091,0,485,0,62,25,0,0,0,2,15,14,275,7637,0,0,506]
[2025,28,2523,928,0,1,0,0,0,399,1,6746,2958,7,4046,3594,4844,855,12,28,0,418,73,1584,38,399,146,0,28,0,102,2523,2362,27,646,123,3112,176,698,0,184,0,35,12,0,0,0,0,5,9,124,6089,0,0,231]
[2025,37,737,113,0,0,0,0,0,34,0,3947,1154,0,2566,2167,3765,118,0,0,0,72,11,215,1,18,27,0,0,0,8,737,523,3,84,21,1606,27,72,0,34,0,0,4,0,0,0,0,0,3,17,2921,0,0,54]
[2025,42,219,58,0,0,0,0,0,9,0,2393,592,0,1760,1336,3097,58,0,0,0,38,1,107,0,1,6,0,0,0,0,219,181,0,37,6,651,7,20,0,11,0,0,0,0,0,0,0,0,0,7,1982,0,0,22]
[2025,45,57,37,0,0,0,0,0,3,0,1715,395,0,1187,904,2796,41,0,0,0,23,0,74,0,0,1,0,0,0,0,57,110,0,22,0,279,2,13,0,5,0,0,0,0,0,0,0,0,0,2,1159,0,0,10]
[2025,54,0,7,0,0,0,0,0,0,0,536,121,0,303,23,2243,6,0,0,0,5,0,20,0,0,0,0,0,0,0,0,35,0,4,0,32,0,0,0,0,0,0,0,0,0,0,0,0,0,0,106,0,0,0]
[2025,59,0,0,0,0,0,0,0,0,0,238,85,0,92,0,1842,1,0,0,0,0,0,9,0,0,0,0,0,0,0,0,17,0,0,0,4,0,0,0,0,0,0,0,0,0,0,0,0,0,0,49,0,0,0]
[2025,62,0,0,0,0,0,0,0,0,0,130,70,0,37,0,1533,0,0,0,0,0,0,0,0,0,0,0,0,0,0,0,11,0,0,0,0,0,0,0,0,0,0,0,0,0,0,0,0,0,0,27,0,0,0]
[2025,66,0,0,0,0,0,0,0,0,0,63,50,0,14,0,849,0,0,0,0,0,0,0,0,0,0,0,0,0,0,0,3,0,0,0,0,0,0,0,0,0,0,0,0,0,0,0,0,0,0,2,0,0,0]
[2025,71,0,0,0,0,0,0,0,0,0,24,34,0,6,0,185,0,0,0,0,0,0,0,0,0,0,0,0,0,0,0,0,0,0,0,0,0,0,0,0,0,0,0,0,0,0,0,0,0,0,0,0,0,0]
[2025,77,0,0,0,0,0,0,0,0,0,5,19,0,0,0,4,0,0,0,0,0,0,0,0,0,0,0,0,0,0,0,0,0,0,0,0,0,0,0,0,0,0,0,0,0,0,0,0,0,0,0,0,0,0]
[2025,83,0,0,0,0,0,0,0,0,0,0,7,0,0,0,0,0,0,0,0,0,0,0,0,0,0,0,0,0,0,0,0,0,0,0,0,0,0,0,0,0,0,0,0,0,0,0,0,0,0,0,0,0,0]
[2025,88,0,0,0,0,0,0,0,0,0,0,0,0,0,0,0,0,0,0,0,0,0,0,0,0,0,0,0,0,0,0,0,0,0,0,0,0,0,0,0,0,0,0,0,0,0,0,0,0,0,0,0,0,0]
[2025,95,0,0,0,0,0,0,0,0,0,0,0,0,0,0,0,0,0,0,0,0,0,0,0,0,0,0,0,0,0,0,0,0,0,0,0,0,0,0,0,0,0,0,0,0,0,0,0,0,0,0,0,0,0]
[2025,100,0,0,0,0,0,0,0,0,0,0,0,0,0,0,0,0,0,0,0,0,0,0,0,0,0,0,0,0,0,0,0,0,0,0,0,0,0,0,0,0,0,0,0,0,0,0,0,0,0,0,0,0,0]
[2025,105,0,0,0,0,0,0,0,0,0,0,0,0,0,0,0,0,0,0,0,0,0,0,0,0,0,0,0,0,0,0,0,0,0,0,0,0,0,0,0,0,0,0,0,0,0,0,0,0,0,0,0,0,0]
[2025,112,0,0,0,0,0,0,0,0,0,0,0,0,0,0,0,0,0,0,0,0,0,0,0,0,0,0,0,0,0,0,0,0,0,0,0,0,0,0,0,0,0,0,0,0,0,0,0,0,0,0,0,0,0]
[2025,117,0,0,0,0,0,0,0,0,0,0,0,0,0,0,0,0,0,0,0,0,0,0,0,0,0,0,0,0,0,0,0,0,0,0,0,0,0,0,0,0,0,0,0,0,0,0,0,0,0,0,0,0,0]
[2025,120,0,0,0,0,0,0,0,0,0,0,0,0,0,0,0,0,0,0,0,0,0,0,0,0,0,0,0,0,0,0,0,0,0,0,0,0,0,0,0,0,0,0,0,0,0,0,0,0,0,0,0,0,0]
[2025,129,0,0,0,0,0,0,0,0,0,0,0,0,0,0,0,0,0,0,0,0,0,0,0,0,0,0,0,0,0,0,0,0,0,0,0,0,0,0,0,0,0,0,0,0,0,0,0,0,0,0,0,0,0]
[2025,134,0,0,0,0,0,0,0,0,0,0,0,0,0,0,0,0,0,0,0,0,0,0,0,0,0,0,0,0,0,0,0,0,0,0,0,0,0,0,0,0,0,0,0,0,0,0,0,0,0,0,0,0,0]
[2025,137,0,0,0,0,0,0,0,0,0,0,0,0,0,0,0,0,0,0,0,0,0,0,0,0,0,0,0,0,0,0,0,0,0,0,0,0,0,0,0,0,0,0,0,0,0,0,0,0,0,0,0,0,0]
[2025,141,0,0,0,0,0,0,0,0,0,0,0,0,0,0,0,0,0,0,0,0,0,0,0,0,0,0,0,0,0,0,0,0,0,0,0,0,0,0,0,0,0,0,0,0,0,0,0,0,0,0,0,0,0]
[2025,146,0,0,0,0,0,0,0,0,0,0,0,0,0,0,0,0,0,0,0,0,0,0,0,0,0,0,0,0,0,0,0,0,0,0,0,0,0,0,0,0,0,0,0,0,0,0,0,0,0,0,0,0,0]
[2026,3,8303,8760,4346,7031,6492,5697,664,8629,8733,8760,8760,1106,8760,8697,8719,8755,7525,8759,7459,7883,6333,8758,8751,7675,8759,3925,5023,463,8760,8303,8741,5971,8760,7948,8760,7803,6950,0,8760,6905,8747,7560,0,0,3191,4341,4058,3460,8146,8760,0,0,8760]
[2026,8,6854,8760,870,2677,1646,834,63,6741,5950,8760,8753,355,8760,8586,8515,8754,4127,5915,2545,5894,4606,7763,6306,5411,7065,2700,2577,106,7922,6854,7830,3504,7182,5973,8760,5664,5273,0,8358,1698,6030,3715,0,0,9,1365,2290,803,5670,8760,0,0,7383]
[2026,13,5037,7658,148,716,276,69,14,4300,3433,8758,7496,95,8641,8059,7259,7031,1221,2223,668,3539,2512,6130,2703,3738,4733,1079,935,48,5096,5037,5853,1345,5334,3196,8681,3650,3832,0,5900,9,2217,1122,0,0,0,330,638,170,3459,8760,0,0,5475]
[2026,20,3717,4895,24,64,43,5,0,1619,343,8566,5626,25,6907,6312,6082,3827,112,301,54,1398,615,4186,648,2406,1289,79,140,7,1477,3717,4153,195,2313,969,5950,1302,2033,0,2482,0,395,143,0,0,0,30,85,31,1358,8744,0,0,1695]
[2026,25,3057,1959,3,15,5,0,0,715,22,7753,4205,10,5031,4686,5636,1736,41,57,0,716,150,2804,188,1196,377,0,53,0,381,3057,3342,53,1195,272,3955,490,1205,0,622,0,73,27,0,0,0,5,20,16,337,7836,0,0,566]
[2026,30,2359,663,0,0,0,0,0,294,0,6378,2542,5,3810,3363,4617,639,7,18,0,349,52,1296,24,266,111,0,19,0,63,2359,2069,17,538,92,2930,132,580,0,134,0,24,12,0,0,0,0,4,8,84,5307,0,0,156]
[2026,37,899,122,0,0,0,0,0,39,0,4249,1241,1,2680,2290,3847,138,0,0,0,85,14,260,1,27,30,0,0,0,8,899,653,4,114,25,1780,34,95,0,40,0,0,5,0,0,0,0,0,5,17,3042,0,0,58]
[2026,43,223,56,0,0,0,0,0,8,0,2396,578,0,1767,1367,3113,58,0,0,0,38,1,107,0,1,4,0,0,0,0,223,189,0,41,6,613,7,20,0,11,0,0,0,0,0,0,0,0,0,7,1916,0,0,21]
[2026,47,35,30,0,0,0,0,0,2,0,1554,327,0,1059,809,2752,34,0,0,0,19,0,68,0,0,0,0,0,0,0,35,100,0,22,0,187,2,10,0,1,0,0,0,0,0,0,0,0,0,1,922,0,0,8]
[2026,54,0,7,0,0,0,0,0,0,0,653,133,0,364,73,2329,10,0,0,0,6,0,27,0,0,0,0,0,0,0,0,42,0,5,0,40,0,0,0,0,0,0,0,0,0,0,0,0,0,0,132,0,0,0]
[2026,56,0,3,0,0,0,0,0,0,0,462,114,0,259,16,2202,4,0,0,0,3,0,17,0,0,0,0,0,0,0,0,31,0,4,0,24,0,0,0,0,0,0,0,0,0,0,0,0,0,0,89,0,0,0]
[2026,61,0,0,0,0,0,0,0,0,0,217,80,0,72,0,1789,0,0,0,0,0,0,6,0,0,0,0,0,0,0,0,14,0,0,0,2,0,0,0,0,0,0,0,0,0,0,0,0,0,0,44,0,0,0]
[2026,67,0,0,0,0,0,0,0,0,0,68,51,0,16,0,955,0,0,0,0,0,0,0,0,0,0,0,0,0,0,0,4,0,0,0,0,0,0,0,0,0,0,0,0,0,0,0,0,0,0,2,0,0,0]
[2026,73,0,0,0,0,0,0,0,0,0,23,30,0,6,0,164,0,0,0,0,0,0,0,0,0,0,0,0,0,0,0,0,0,0,0,0,0,0,0,0,0,0,0,0,0,0,0,0,0,0,0,0,0,0]
[2026,78,0,0,0,0,0,0,0,0,0,8,20,0,0,0,9,0,0,0,0,0,0,0,0,0,0,0,0,0,0,0,0,0,0,0,0,0,0,0,0,0,0,0,0,0,0,0,0,0,0,0,0,0,0]
[2026,84,0,0,0,0,0,0,0,0,0,0,8,0,0,0,0,0,0,0,0,0,0,0,0,0,0,0,0,0,0,0,0,0,0,0,0,0,0,0,0,0,0,0,0,0,0,0,0,0,0,0,0,0,0]
[2026,90,0,0,0,0,0,0,0,0,0,0,0,0,0,0,0,0,0,0,0,0,0,0,0,0,0,0,0,0,0,0,0,0,0,0,0,0,0,0,0,0,0,0,0,0,0,0,0,0,0,0,0,0,0]
[2026,95,0,0,0,0,0,0,0,0,0,0,0,0,0,0,0,0,0,0,0,0,0,0,0,0,0,0,0,0,0,0,0,0,0,0,0,0,0,0,0,0,0,0,0,0,0,0,0,0,0,0,0,0,0]
[2026,101,0,0,0,0,0,0,0,0,0,0,0,0,0,0,0,0,0,0,0,0,0,0,0,0,0,0,0,0,0,0,0,0,0,0,0,0,0,0,0,0,0,0,0,0,0,0,0,0,0,0,0,0,0]
[2026,107,0,0,0,0,0,0,0,0,0,0,0,0,0,0,0,0,0,0,0,0,0,0,0,0,0,0,0,0,0,0,0,0,0,0,0,0,0,0,0,0,0,0,0,0,0,0,0,0,0,0,0,0,0]
[2026,113,0,0,0,0,0,0,0,0,0,0,0,0,0,0,0,0,0,0,0,0,0,0,0,0,0,0,0,0,0,0,0,0,0,0,0,0,0,0,0,0,0,0,0,0,0,0,0,0,0,0,0,0,0]
[2026,116,0,0,0,0,0,0,0,0,0,0,0,0,0,0,0,0,0,0,0,0,0,0,0,0,0,0,0,0,0,0,0,0,0,0,0,0,0,0,0,0,0,0,0,0,0,0,0,0,0,0,0,0,0]
[2026,124,0,0,0,0,0,0,0,0,0,0,0,0,0,0,0,0,0,0,0,0,0,0,0,0,0,0,0,0,0,0,0,0,0,0,0,0,0,0,0,0,0,0,0,0,0,0,0,0,0,0,0,0,0]
[2026,125,0,0,0,0,0,0,0,0,0,0,0,0,0,0,0,0,0,0,0,0,0,0,0,0,0,0,0,0,0,0,0,0,0,0,0,0,0,0,0,0,0,0,0,0,0,0,0,0,0,0,0,0,0]
[2026,133,0,0,0,0,0,0,0,0,0,0,0,0,0,0,0,0,0,0,0,0,0,0,0,0,0,0,0,0,0,0,0,0,0,0,0,0,0,0,0,0,0,0,0,0,0,0,0,0,0,0,0,0,0]
[2026,136,0,0,0,0,0,0,0,0,0,0,0,0,0,0,0,0,0,0,0,0,0,0,0,0,0,0,0,0,0,0,0,0,0,0,0,0,0,0,0,0,0,0,0,0,0,0,0,0,0,0,0,0,0]
[2026,142,0,0,0,0,0,0,0,0,0,0,0,0,0,0,0,0,0,0,0,0,0,0,0,0,0,0,0,0,0,0,0,0,0,0,0,0,0,0,0,0,0,0,0,0,0,0,0,0,0,0,0,0,0]
[2026,150,0,0,0,0,0,0,0,0,0,0,0,0,0,0,0,0,0,0,0,0,0,0,0,0,0,0,0,0,0,0,0,0,0,0,0,0,0,0,0,0,0,0,0,0,0,0,0,0,0,0,0,0,0]
[2027,4,8171,8760,3218,6461,5152,4420,470,8227,8584,8760,8760,944,8760,8690,8704,8755,7007,8357,7007,7632,6113,8749,8631,7340,8759,3804,4707,410,8760,8171,8705,5575,8759,7593,8760,7482,6700,0,8760,5296,8557,7130,0,0,1258,3555,3786,2827,7872,8760,0,0,8760]
[2027,9,6609,8760,666,2174,1224,584,54,6467,5368,8760,8660,306,8760,8553,8436,8722,3384,5483,2066,5588,4380,7470,5766,5004,6665,2607,2266,96,7446,6609,7644,3111,6935,5679,8760,5370,5060,0,8061,877,5405,3162,0,0,0,1103,1927,656,5262,8760,0,0,6998]
[2027,17,4200,6055,53,180,90,14,4,2593,1731,8727,6509,46,7989,7392,6536,5418,339,815,282,2212,1338,5026,1322,3027,2677,406,351,19,2766,4200,4796,531,3676,1735,8229,2145,2797,0,4453,0,908,436,0,0,0,96,202,59,2342,8760,0,0,3128]
[2027,21,3643,4314,20,55,33,1,0,1434,213,8526,5452,25,6706,6181,6050,3489,101,232,42,1304,537,4074,556,2282,1130,73,125,7,1269,3643,4083,165,2224,811,5429,1164,1886,0,2123,0,333,114,0,0,0,24,72,30,1172,8704,0,0,1450]
[2027,26,2982,1666,0,11,2,0,0,633,11,7645,3975,10,4898,4574,5580,1543,35,51,0,664,132,2593,144,1027,311,0,50,0,295,2982,3291,49,1151,219,3798,417,1094,0,467,0,61,25,0,0,0,2,15,16,273,7528,0,0,462]
[2027,33,1934,343,0,0,0,0,0,152,0,5678,1982,5,3363,2970,4293,338,0,11,0,220,39,781,12,95,67,0,11,0,27,1934,1495,11,339,60,2573,75,316,0,87,0,10,10,0,0,0,0,0,6,51,4130,0,0,99]
[2027,38,818,109,0,0,0,0,0,34,0,4188,1168,1,2636,2274,3833,122,0,0,0,79,13,236,1,25,28,0,0,0,8,818,623,4,107,21,1647,29,74,0,37,0,0,5,0,0,0,0,0,3,17,2929,0,0,55]
[2027,43,265,59,0,0,0,0,0,9,0,2647,610,0,1915,1530,3257,60,0,0,0,39,1,115,0,4,9,0,0,0,0,265,223,0,45,7,677,9,22,0,11,0,0,0,0,0,0,0,0,0,7,2028,0,0,23]
[2027,45,137,43,0,0,0,0,0,6,0,2129,467,0,1540,1176,2989,48,0,0,0,31,0,97,0,0,2,0,0,0,0,137,144,0,32,3,417,6,14,0,9,0,0,0,0,0,0,0,0,0,5,1495,0,0,14]
[2027,50,9,17,0,0,0,0,0,1,0,1239,213,0,770,563,2620,25,0,0,0,12,0,56,0,0,0,0,0,0,0,9,84,0,14,0,103,0,6,0,0,0,0,0,0,0,0,0,0,0,0,499,0,0,4]
[2027,60,{"$f":"INDEX(D1417:BC1417,MATCH($C$7,$D$7:$BC$7,0))","v":0},0,0,0,0,0,0,0,0,300,86,0,138,1,1986,1,0,0,0,0,0,12,0,0,0,0,0,0,0,0,21,0,2,0,8,0,0,0,0,0,0,0,0,0,0,0,0,0,0,57,0,0,0]
[2027,62,0,0,0,0,0,0,0,0,0,220,80,0,74,0,1813,0,0,0,0,0,0,5,0,0,0,0,0,0,0,0,16,0,0,0,2,0,0,0,0,0,0,0,0,0,0,0,0,0,0,41,0,0,0]
[2027,67,0,0,0,0,0,0,0,0,0,79,54,0,22,0,1148,0,0,0,0,0,0,0,0,0,0,0,0,0,0,0,7,0,0,0,0,0,0,0,0,0,0,0,0,0,0,0,0,0,0,2,0,0,0]
[2027,75,0,0,0,0,0,0,0,0,0,21,25,0,6,0,123,0,0,0,0,0,0,0,0,0,0,0,0,0,0,0,0,0,0,0,0,0,0,0,0,0,0,0,0,0,0,0,0,0,0,0,0,0,0]
[2027,79,0,0,0,0,0,0,0,0,0,8,20,0,1,0,10,0,0,0,0,0,0,0,0,0,0,0,0,0,0,0,0,0,0,0,0,0,0,0,0,0,0,0,0,0,0,0,0,0,0,0,0,0,0]
[2027,86,0,0,0,0,0,0,0,0,0,0,6,0,0,0,0,0,0,0,0,0,0,0,0,0,0,0,0,0,0,0,0,0,0,0,0,0,0,0,0,0,0,0,0,0,0,0,0,0,0,0,0,0,0]
[2027,91,0,0,0,0,0,0,0,0,0,0,0,0,0,0,0,0,0,0,0,0,0,0,0,0,0,0,0,0,0,0,0,0,0,0,0,0,0,0,0,0,0,0,0,0,0,0,0,0,0,0,0,0,0]
[2027,96,0,0,0,0,0,0,0,0,0,0,0,0,0,0,0,0,0,0,0,0,0,0,0,0,0,0,0,0,0,0,0,0,0,0,0,0,0,0,0,0,0,0,0,0,0,0,0,0,0,0,0,0,0]
[2027,103,0,0,0,0,0,0,0,0,0,0,0,0,0,0,0,0,0,0,0,0,0,0,0,0,0,0,0,0,0,0,0,0,0,0,0,0,0,0,0,0,0,0,0,0,0,0,0,0,0,0,0,0,0]
[2027,108,0,0,0,0,0,0,0,0,0,0,0,0,0,0,0,0,0,0,0,0,0,0,0,0,0,0,0,0,0,0,0,0,0,0,0,0,0,0,0,0,0,0,0,0,0,0,0,0,0,0,0,0,0]
[2027,113,0,0,0,0,0,0,0,0,0,0,0,0,0,0,0,0,0,0,0,0,0,0,0,0,0,0,0,0,0,0,0,0,0,0,0,0,0,0,0,0,0,0,0,0,0,0,0,0,0,0,0,0,0]
[2027,118,0,0,0,0,0,0,0,0,0,0,0,0,0,0,0,0,0,0,0,0,0,0,0,0,0,0,0,0,0,0,0,0,0,0,0,0,0,0,0,0,0,0,0,0,0,0,0,0,0,0,0,0,0]
[2027,120,0,0,0,0,0,0,0,0,0,0,0,0,0,0,0,0,0,0,0,0,0,0,0,0,0,0,0,0,0,0,0,0,0,0,0,0,0,0,0,0,0,0,0,0,0,0,0,0,0,0,0,0,0]
[2027,125,0,0,0,0,0,0,0,0,0,0,0,0,0,0,0,0,0,0,0,0,0,0,0,0,0,0,0,0,0,0,0,0,0,0,0,0,0,0,0,0,0,0,0,0,0,0,0,0,0,0,0,0,0]
[2027,135,0,0,0,0,0,0,0,0,0,0,0,0,0,0,0,0,0,0,0,0,0,0,0,0,0,0,0,0,0,0,0,0,0,0,0,0,0,0,0,0,0,0,0,0,0,0,0,0,0,0,0,0,0]
[2027,137,0,0,0,0,0,0,0,0,0,0,0,0,0,0,0,0,0,0,0,0,0,0,0,0,0,0,0,0,0,0,0,0,0,0,0,0,0,0,0,0,0,0,0,0,0,0,0,0,0,0,0,0,0]
[2027,144,0,0,0,0,0,0,0,0,0,0,0,0,0,0,0,0,0,0,0,0,0,0,0,0,0,0,0,0,0,0,0,0,0,0,0,0,0,0,0,0,0,0,0,0,0,0,0,0,0,0,0,0,0]
[2027,149,0,0,0,0,0,0,0,0,0,0,0,0,0,0,0,0,0,0,0,0,0,0,0,0,0,0,0,0,0,0,0,0,0,0,0,0,0,0,0,0,0,0,0,0,0,0,0,0,0,0,0,0,0]
[2028,4,8209,8760,3360,6524,5282,4561,557,8295,8600,8760,8760,1068,8760,8694,8712,8755,7083,8416,7081,7719,6189,8752,8675,7438,8759,3911,4872,455,8760,8209,8724,5648,8760,7650,8760,7577,6781,0,8760,5394,8598,7288,0,0,1324,3714,3832,3026,7924,8760,0,0,8760]
[2028,11,6026,8683,370,1371,680,244,43,5757,4607,8760,8109,224,8757,8439,8036,8064,2281,3945,1240,4801,3800,6882,4458,4324,5901,2227,1627,63,6495,6026,7008,2248,6378,4781,8748,4750,4630,0,7063,198,3838,2173,0,0,0,710,1265,402,4440,8760,0,0,6194]
[2028,16,4435,6471,63,324,117,23,4,3084,2392,8748,6848,63,8312,7718,6824,5923,575,1182,417,2675,1724,5478,1738,3291,3584,671,542,31,3585,4435,5173,775,4380,2150,8543,2649,3143,0,5025,0,1265,686,0,0,0,157,282,87,2747,8760,0,0,3969]
[2028,21,3694,4459,23,63,37,2,0,1523,270,8568,5538,25,6896,6350,6092,3662,111,274,48,1372,620,4150,617,2368,1232,106,141,8,1385,3694,4186,183,2372,895,5692,1257,1974,0,2314,0,370,159,0,0,0,30,81,31,1294,8713,0,0,1545]
[2028,28,2778,1182,0,5,0,0,0,487,3,7301,3407,10,4509,4168,5307,1176,25,38,0,526,96,2119,80,690,207,0,41,0,173,2778,2981,35,967,170,3383,298,934,0,316,0,49,21,0,0,0,0,9,13,190,6746,0,0,310]
[2028,33,2048,371,0,0,0,0,0,183,0,5900,2087,5,3477,3110,4377,390,0,12,0,242,44,891,12,118,72,0,12,0,34,2048,1713,11,418,65,2662,88,402,0,94,0,17,12,0,0,0,0,0,6,54,4312,0,0,105]
[2028,34,1857,287,0,0,0,0,0,132,0,5601,1896,5,3315,2933,4262,309,0,10,0,208,39,720,10,82,62,0,10,0,25,1857,1463,10,340,56,2493,69,316,0,84,0,9,9,0,0,0,0,0,6,46,3964,0,0,91]
[2028,39,770,99,0,0,0,0,0,29,0,4139,1111,2,2610,2257,3830,118,0,0,0,73,13,220,1,20,27,0,0,0,7,770,619,3,111,21,1544,28,78,0,36,0,0,5,0,0,0,0,0,4,17,2832,0,0,51]
[2028,45,188,48,0,0,0,0,0,7,0,2350,509,0,1695,1345,3098,51,0,0,0,36,0,102,0,1,3,0,0,0,0,188,185,0,41,3,495,6,17,0,10,0,0,0,0,0,0,0,0,0,6,1648,0,0,17]
[2028,54,0,8,0,0,0,0,0,0,0,862,155,0,500,236,2457,16,0,0,0,8,0,33,0,0,0,0,0,0,0,0,58,0,9,0,52,0,0,0,0,0,0,0,0,0,0,0,0,0,0,191,0,0,0]
[2028,57,0,3,0,0,0,0,0,0,0,579,120,0,313,41,2273,5,0,0,0,4,0,20,0,0,0,0,0,0,0,0,38,0,5,0,28,0,0,0,0,0,0,0,0,0,0,0,0,0,0,95,0,0,0]
[2028,63,0,0,0,0,0,0,0,0,0,232,80,0,78,0,1830,0,0,0,0,0,0,5,0,0,0,0,0,0,0,0,16,0,0,0,0,0,0,0,0,0,0,0,0,0,0,0,0,0,0,38,0,0,0]
[2028,71,0,0,0,0,0,0,0,0,0,55,40,0,13,0,727,0,0,0,0,0,0,0,0,0,0,0,0,0,0,0,2,0,0,0,0,0,0,0,0,0,0,0,0,0,0,0,0,0,0,0,0,0,0]
[2028,74,0,0,0,0,0,0,0,0,0,31,34,0,7,0,299,0,0,0,0,0,0,0,0,0,0,0,0,0,0,0,0,0,0,0,0,0,0,0,0,0,0,0,0,0,0,0,0,0,0,0,0,0,0]
[2028,80,0,0,0,0,0,0,0,0,0,9,19,0,1,0,14,0,0,0,0,0,0,0,0,0,0,0,0,0,0,0,0,0,0,0,0,0,0,0,0,0,0,0,0,0,0,0,0,0,0,0,0,0,0]
[2028,82,0,0,0,0,0,0,0,0,0,5,14,0,0,0,4,0,0,0,0,0,0,0,0,0,0,0,0,0,0,0,0,0,0,0,0,0,0,0,0,0,0,0,0,0,0,0,0,0,0,0,0,0,0]
[2028,91,0,0,0,0,0,0,0,0,0,0,0,0,0,0,0,0,0,0,0,0,0,0,0,0,0,0,0,0,0,0,0,0,0,0,0,0,0,0,0,0,0,0,0,0,0,0,0,0,0,0,0,0,0]
[2028,97,0,0,0,0,0,0,0,0,0,0,0,0,0,0,0,0,0,0,0,0,0,0,0,0,0,0,0,0,0,0,0,0,0,0,0,0,0,0,0,0,0,0,0,0,0,0,0,0,0,0,0,0,0]
[2028,99,0,0,0,0,0,0,0,0,0,0,0,0,0,0,0,0,0,0,0,0,0,0,0,0,0,0,0,0,0,0,0,0,0,0,0,0,0,0,0,0,0,0,0,0,0,0,0,0,0,0,0,0,0]
[2028,104,0,0,0,0,0,0,0,0,0,0,0,0,0,0,0,0,0,0,0,0,0,0,0,0,0,0,0,0,0,0,0,0,0,0,0,0,0,0,0,0,0,0,0,0,0,0,0,0,0,0,0,0,0]
[2028,114,0,0,0,0,0,0,0,0,0,0,0,0,0,0,0,0,0,0,0,0,0,0,0,0,0,0,0,0,0,0,0,0,0,0,0,0,0,0,0,0,0,0,0,0,0,0,0,0,0,0,0,0,0]
[2028,115,0,0,0,0,0,0,0,0,0,0,0,0,0,0,0,0,0,0,0,0,0,0,0,0,0,0,0,0,0,0,0,0,0,0,0,0,0,0,0,0,0,0,0,0,0,0,0,0,0,0,0,0,0]
[2028,121,0,0,0,0,0,0,0,0,0,0,0,0,0,0,0,0,0,0,0,0,0,0,0,0,0,0,0,0,0,0,0,0,0,0,0,0,0,0,0,0,0,0,0,0,0,0,0,0,0,0,0,0,0]
[2028,125,0,0,0,0,0,0,0,0,0,0,0,0,0,0,0,0,0,0,0,0,0,0,0,0,0,0,0,0,0,0,0,0,0,0,0,0,0,0,0,0,0,0,0,0,0,0,0,0,0,0,0,0,0]
[2028,132,0,0,0,0,0,0,0,0,0,0,0,0,0,0,0,0,0,0,0,0,0,0,0,0,0,0,0,0,0,0,0,0,0,0,0,0,0,0,0,0,0,0,0,0,0,0,0,0,0,0,0,0,0]
[2028,138,0,0,0,0,0,0,0,0,0,0,0,0,0,0,0,0,0,0,0,0,0,0,0,0,0,0,0,0,0,0,0,0,0,0,0,0,0,0,0,0,0,0,0,0,0,0,0,0,0,0,0,0,0]
[2028,142,0,0,0,0,0,0,0,0,0,0,0,0,0,0,0,0,0,0,0,0,0,0,0,0,0,0,0,0,0,0,0,0,0,0,0,0,0,0,0,0,0,0,0,0,0,0,0,0,0,0,0,0,0]
[2028,150,0,0,0,0,0,0,0,0,0,0,0,0,0,0,0,0,0,0,0,0,0,0,0,0,0,0,0,0,0,0,0,0,0,0,0,0,0,0,0,0,0,0,0,0,0,0,0,0,0,0,0,0,0]
[2029,5,8110,8760,2632,5930,4267,3603,472,8008,8329,8760,8760,999,8760,8689,8704,8755,6641,7903,6350,7491,6009,8731,8453,7228,8748,3856,4597,407,8760,8110,8685,5386,8757,7376,8760,7371,6630,0,8760,4525,8377,6970,0,0,537,3195,3635,2602,7702,8760,0,0,8756]
[2029,9,6889,8760,778,2420,1393,664,74,6653,5678,8760,8744,433,8760,8600,8540,8753,3847,5760,2351,5899,4637,7788,6212,5440,6905,2927,2703,128,7638,6889,7959,3474,7344,5891,8760,5704,5306,0,8230,1084,5838,3934,0,0,1,1336,2167,846,5648,8760,0,0,7169]
[2029,17,4387,6172,58,260,100,19,4,2856,2166,8746,6717,63,8227,7676,6766,5747,481,1009,364,2511,1574,5392,1545,3242,3176,685,488,26,3164,4387,5107,693,4326,1998,8450,2549,3063,0,4812,0,1106,648,0,0,0,130,247,81,2641,8760,0,0,3516]
[2029,18,4229,5879,53,164,85,13,4,2510,1671,8726,6495,52,7988,7453,6581,5354,323,770,264,2192,1333,5051,1288,3052,2557,536,363,21,2584,4229,4874,540,3885,1714,8122,2202,2822,0,4348,0,881,508,0,0,0,98,182,62,2328,8759,0,0,2910]
[2029,24,3401,2715,10,32,16,0,0,1006,83,8317,4959,20,5987,5669,5934,2579,67,117,5,1011,311,3669,344,1922,700,47,88,5,777,3401,3821,90,1877,521,4581,865,1621,0,1284,0,165,73,0,0,0,12,41,24,719,8432,0,0,873]
[2029,29,2764,1009,0,4,0,0,0,454,2,7240,3289,10,4460,4151,5287,1122,22,37,0,507,90,2076,63,672,185,0,37,0,144,2764,2972,35,994,161,3315,288,923,0,286,0,47,21,0,0,0,0,7,13,183,6494,0,0,271]
[2029,35,1867,249,0,0,0,0,0,120,0,5571,1860,5,3296,2941,4264,289,0,10,0,203,37,720,10,82,59,0,10,0,24,1867,1467,10,355,55,2451,69,312,0,81,0,8,9,0,0,0,0,0,6,46,3855,0,0,84]
[2029,41,641,79,0,0,0,0,0,20,0,3808,970,1,2501,2159,3754,100,0,0,0,56,10,188,1,11,23,0,0,0,2,641,530,3,99,18,1280,21,60,0,29,0,0,5,0,0,0,0,0,3,13,2608,0,0,40]
[2029,46,195,45,0,0,0,0,0,7,0,2374,504,0,1718,1388,3128,51,0,0,0,36,0,104,0,1,3,0,0,0,0,195,195,0,45,3,493,6,18,0,10,0,0,0,0,0,0,0,0,0,6,1606,0,0,17]
[2029,52,11,16,0,0,0,0,0,0,0,1285,204,0,786,609,2647,25,0,0,0,12,0,55,0,0,0,0,0,0,0,11,85,0,19,0,100,0,5,0,0,0,0,0,0,0,0,0,0,0,0,460,0,0,3]
[2029,58,0,3,0,0,0,0,0,0,0,612,120,0,327,60,2309,6,0,0,0,4,0,21,0,0,0,0,0,0,0,0,41,0,5,0,29,0,0,0,0,0,0,0,0,0,0,0,0,0,0,99,0,0,0]
[2029,63,0,0,0,0,0,0,0,0,0,285,84,0,121,1,1966,1,0,0,0,0,0,11,0,0,0,0,0,0,0,0,20,0,2,0,4,0,0,0,0,0,0,0,0,0,0,0,0,0,0,47,0,0,0]
[2029,67,0,0,0,0,0,0,0,0,0,137,62,0,41,0,1608,0,0,0,0,0,0,0,0,0,0,0,0,0,0,0,13,0,0,0,0,0,0,0,0,0,0,0,0,0,0,0,0,0,0,15,0,0,0]
[2029,75,0,0,0,0,0,0,0,0,0,36,34,0,7,0,396,0,0,0,0,0,0,0,0,0,0,0,0,0,0,0,0,0,0,0,0,0,0,0,0,0,0,0,0,0,0,0,0,0,0,0,0,0,0]
[2029,78,0,0,0,0,0,0,0,0,0,21,25,0,5,0,144,0,0,0,0,0,0,0,0,0,0,0,0,0,0,0,0,0,0,0,0,0,0,0,0,0,0,0,0,0,0,0,0,0,0,0,0,0,0]
[2029,87,0,0,0,0,0,0,0,0,0,3,9,0,0,0,0,0,0,0,0,0,0,0,0,0,0,0,0,0,0,0,0,0,0,0,0,0,0,0,0,0,0,0,0,0,0,0,0,0,0,0,0,0,0]
[2029,92,0,0,0,0,0,0,0,0,0,0,1,0,0,0,0,0,0,0,0,0,0,0,0,0,0,0,0,0,0,0,0,0,0,0,0,0,0,0,0,0,0,0,0,0,0,0,0,0,0,0,0,0,0]
[2029,95,0,0,0,0,0,0,0,0,0,0,0,0,0,0,0,0,0,0,0,0,0,0,0,0,0,0,0,0,0,0,0,0,0,0,0,0,0,0,0,0,0,0,0,0,0,0,0,0,0,0,0,0,0]
[2029,99,0,0,0,0,0,0,0,0,0,0,0,0,0,0,0,0,0,0,0,0,0,0,0,0,0,0,0,0,0,0,0,0,0,0,0,0,0,0,0,0,0,0,0,0,0,0,0,0,0,0,0,0,0]
[2029,104,0,0,0,0,0,0,0,0,0,0,0,0,0,0,0,0,0,0,0,0,0,0,0,0,0,0,0,0,0,0,0,0,0,0,0,0,0,0,0,0,0,0,0,0,0,0,0,0,0,0,0,0,0]
[2029,110,0,0,0,0,0,0,0,0,0,0,0,0,0,0,0,0,0,0,0,0,0,0,0,0,0,0,0,0,0,0,0,0,0,0,0,0,0,0,0,0,0,0,0,0,0,0,0,0,0,0,0,0,0]
[2029,116,0,0,0,0,0,0,0,0,0,0,0,0,0,0,0,0,0,0,0,0,0,0,0,0,0,0,0,0,0,0,0,0,0,0,0,0,0,0,0,0,0,0,0,0,0,0,0,0,0,0,0,0,0]
[2029,121,0,0,0,0,0,0,0,0,0,0,0,0,0,0,0,0,0,0,0,0,0,0,0,0,0,0,0,0,0,0,0,0,0,0,0,0,0,0,0,0,0,0,0,0,0,0,0,0,0,0,0,0,0]
[2029,127,0,0,0,0,0,0,0,0,0,0,0,0,0,0,0,0,0,0,0,0,0,0,0,0,0,0,0,0,0,0,0,0,0,0,0,0,0,0,0,0,0,0,0,0,0,0,0,0,0,0,0,0,0]
[2029,133,0,0,0,0,0,0,0,0,0,0,0,0,0,0,0,0,0,0,0,0,0,0,0,0,0,0,0,0,0,0,0,0,0,0,0,0,0,0,0,0,0,0,0,0,0,0,0,0,0,0,0,0,0]
[2029,136,0,0,0,0,0,0,0,0,0,0,0,0,0,0,0,0,0,0,0,0,0,0,0,0,0,0,0,0,0,0,0,0,0,0,0,0,0,0,0,0,0,0,0,0,0,0,0,0,0,0,0,0,0]
[2029,145,0,0,0,0,0,0,0,0,0,0,0,0,0,0,0,0,0,0,0,0,0,0,0,0,0,0,0,0,0,0,0,0,0,0,0,0,0,0,0,0,0,0,0,0,0,0,0,0,0,0,0,0,0]
[2029,150,0,0,0,0,0,0,0,0,0,0,0,0,0,0,0,0,0,0,0,0,0,0,0,0,0,0,0,0,0,0,0,0,0,0,0,0,0,0,0,0,0,0,0,0,0,0,0,0,0,0,0,0,0]
[2030,3,8509,8760,5143,7476,7028,6183,1197,8748,8751,8760,8760,1925,8760,8717,8758,8755,7951,8760,7809,8264,6813,8758,8760,8134,8759,4611,5737,682,8760,8509,8759,6486,8760,8337,8760,8266,7342,0,8760,7487,8748,8286,0,0,3598,5141,4323,4758,8434,8760,0,0,8760]
[2030,12,6074,8426,323,1240,594,187,46,5642,4506,8760,8103,273,8756,8455,8112,8043,2142,3671,1132,4773,3757,6921,4278,4370,5789,2509,1675,70,6224,6074,7133,2249,6547,4651,8746,4801,4706,0,6855,90,3608,2340,0,0,0,697,1199,434,4464,8760,0,0,6053]
[2030,17,4499,6229,61,298,108,20,5,3042,2367,8751,6868,75,8338,7804,6908,5976,553,1151,396,2701,1734,5556,1701,3348,3500,996,585,34,3383,4499,5340,815,4705,2143,8533,2799,3266,0,4972,0,1240,794,0,0,0,157,279,98,2823,8760,0,0,3722]
[2030,20,4001,5333,34,101,55,8,3,2039,839,8696,6108,46,7641,7131,6380,4797,196,499,138,1823,1014,4670,947,2810,1889,429,260,15,1894,4001,4641,359,3410,1350,7265,1789,2534,0,3445,0,622,366,0,0,0,58,129,45,1941,8756,0,0,2136]
[2030,24,3505,2887,10,39,18,0,0,1120,110,8409,5142,23,6307,5950,5998,2881,75,142,12,1102,385,3854,380,2105,792,87,100,6,857,3505,3964,103,2117,592,4751,985,1719,0,1455,0,208,105,0,0,0,13,49,30,894,8488,0,0,955]
[2030,29,2877,1103,0,5,0,0,0,510,4,7459,3538,11,4658,4401,5501,1264,28,40,0,550,107,2358,87,841,221,0,44,0,174,2877,3221,42,1147,177,3460,360,1014,0,342,0,51,25,0,0,0,0,11,15,223,6734,0,0,309]
[2030,36,1859,217,0,0,0,0,0,109,0,5547,1805,5,3282,2946,4271,285,0,9,0,190,35,710,8,81,55,0,9,0,22,1859,1496,10,380,50,2416,67,307,0,76,0,7,10,0,0,0,0,0,6,44,3730,0,0,79]
[2030,41,787,89,0,0,0,0,0,24,0,4137,1070,2,2607,2284,3846,113,0,0,0,68,11,227,1,22,27,0,0,0,4,787,653,3,135,21,1473,28,78,0,34,0,0,5,0,0,0,0,0,5,17,2705,0,0,44]
[2030,46,277,49,0,0,0,0,0,8,0,2670,568,0,1915,1610,3319,58,0,0,0,38,1,112,0,2,7,0,0,0,0,277,258,0,53,6,613,8,22,0,11,0,0,1,0,0,0,0,0,2,8,1778,0,0,18]
[2030,53,11,14,0,0,0,0,0,0,0,1308,204,0,803,654,2670,25,0,0,0,12,0,55,0,0,0,0,0,0,0,11,90,0,19,0,100,0,6,0,0,0,0,0,0,0,0,0,0,0,0,437,0,0,3]
[2030,59,0,3,0,0,0,0,0,0,0,644,120,0,339,80,2337,6,0,0,0,4,0,22,0,0,0,0,0,0,0,0,42,0,6,0,30,0,0,0,0,0,0,0,0,0,0,0,0,0,0,94,0,0,0]
[2030,63,0,0,0,0,0,0,0,0,0,349,87,0,167,5,2088,2,0,0,0,0,0,12,0,0,0,0,0,0,0,0,24,0,3,0,9,0,0,0,0,0,0,0,0,0,0,0,0,0,0,54,0,0,0]
[2030,70,0,0,0,0,0,0,0,0,0,108,54,0,25,0,1434,0,0,0,0,0,0,0,0,0,0,0,0,0,0,0,10,0,0,0,0,0,0,0,0,0,0,0,0,0,0,0,0,0,0,4,0,0,0]
[2030,76,0,0,0,0,0,0,0,0,0,38,34,0,8,0,488,0,0,0,0,0,0,0,0,0,0,0,0,0,0,0,0,0,0,0,0,0,0,0,0,0,0,0,0,0,0,0,0,0,0,0,0,0,0]
[2030,80,0,0,0,0,0,0,0,0,0,20,22,0,5,0,132,0,0,0,0,0,0,0,0,0,0,0,0,0,0,0,0,0,0,0,0,0,0,0,0,0,0,0,0,0,0,0,0,0,0,0,0,0,0]
[2030,87,0,0,0,0,0,0,0,0,0,4,11,0,0,0,1,0,0,0,0,0,0,0,0,0,0,0,0,0,0,0,0,0,0,0,0,0,0,0,0,0,0,0,0,0,0,0,0,0,0,0,0,0,0]
[2030,89,0,0,0,0,0,0,0,0,0,3,7,0,0,0,0,0,0,0,0,0,0,0,0,0,0,0,0,0,0,0,0,0,0,0,0,0,0,0,0,0,0,0,0,0,0,0,0,0,0,0,0,0,0]
[2030,94,0,0,0,0,0,0,0,0,0,0,0,0,0,0,0,0,0,0,0,0,0,0,0,0,0,0,0,0,0,0,0,0,0,0,0,0,0,0,0,0,0,0,0,0,0,0,0,0,0,0,0,0,0]
[2030,100,0,0,0,0,0,0,0,0,0,0,0,0,0,0,0,0,0,0,0,0,0,0,0,0,0,0,0,0,0,0,0,0,0,0,0,0,0,0,0,0,0,0,0,0,0,0,0,0,0,0,0,0,0]
[2030,106,0,0,0,0,0,0,0,0,0,0,0,0,0,0,0,0,0,0,0,0,0,0,0,0,0,0,0,0,0,0,0,0,0,0,0,0,0,0,0,0,0,0,0,0,0,0,0,0,0,0,0,0,0]
[2030,111,0,0,0,0,0,0,0,0,0,0,0,0,0,0,0,0,0,0,0,0,0,0,0,0,0,0,0,0,0,0,0,0,0,0,0,0,0,0,0,0,0,0,0,0,0,0,0,0,0,0,0,0,0]
[2030,117,0,0,0,0,0,0,0,0,0,0,0,0,0,0,0,0,0,0,0,0,0,0,0,0,0,0,0,0,0,0,0,0,0,0,0,0,0,0,0,0,0,0,0,0,0,0,0,0,0,0,0,0,0]
[2030,123,0,0,0,0,0,0,0,0,0,0,0,0,0,0,0,0,0,0,0,0,0,0,0,0,0,0,0,0,0,0,0,0,0,0,0,0,0,0,0,0,0,0,0,0,0,0,0,0,0,0,0,0,0]
[2030,128,0,0,0,0,0,0,0,0,0,0,0,0,0,0,0,0,0,0,0,0,0,0,0,0,0,0,0,0,0,0,0,0,0,0,0,0,0,0,0,0,0,0,0,0,0,0,0,0,0,0,0,0,0]
[2030,134,0,0,0,0,0,0,0,0,0,0,0,0,0,0,0,0,0,0,0,0,0,0,0,0,0,0,0,0,0,0,0,0,0,0,0,0,0,0,0,0,0,0,0,0,0,0,0,0,0,0,0,0,0]
[2030,140,0,0,0,0,0,0,0,0,0,0,0,0,0,0,0,0,0,0,0,0,0,0,0,0,0,0,0,0,0,0,0,0,0,0,0,0,0,0,0,0,0,0,0,0,0,0,0,0,0,0,0,0,0]
[2030,146,0,0,0,0,0,0,0,0,0,0,0,0,0,0,0,0,0,0,0,0,0,0,0,0,0,0,0,0,0,0,0,0,0,0,0,0,0,0,0,0,0,0,0,0,0,0,0,0,0,0,0,0,0]
[2030,149,0,0,0,0,0,0,0,0,0,0,0,0,0,0,0,0,0,0,0,0,0,0,0,0,0,0,0,0,0,0,0,0,0,0,0,0,0,0,0,0,0,0,0,0,0,0,0,0,0,0,0,0,0]
[2031,7,7891,8760,1692,4364,2813,1960,348,7567,7592,8760,8760,916,8760,8683,8684,8755,5750,7053,4128,7011,5625,8615,7858,6833,8153,3842,4202,334,8657,7891,8607,4843,8634,6822,8760,6954,6346,0,8760,3143,7639,6348,0,0,45,2462,3167,1998,7162,8760,0,0,8199]
[2031,8,7598,8760,1286,3505,2180,1263,195,7230,6843,8760,8760,759,8760,8662,8656,8755,5120,6547,3331,6600,5299,8407,7308,6478,7675,3655,3712,265,8337,7598,8469,4423,8270,6448,8760,6575,5970,0,8729,2414,6960,5599,0,0,16,1979,2800,1557,6692,8760,0,0,7720]
[2031,16,4917,6740,89,472,153,32,19,3612,2893,8758,7282,128,8580,8053,7258,6642,867,1619,519,3244,2250,5997,2220,3638,4258,1608,885,49,4182,4917,5944,1130,5492,2649,8652,3462,3737,0,5425,0,1686,1151,0,0,0,251,435,163,3260,8760,0,0,4621]
[2031,20,4125,5416,39,111,62,8,4,2172,1065,8714,6248,53,7789,7330,6504,5061,219,568,172,1975,1134,4867,1062,2935,2082,597,303,19,2028,4125,4802,415,3801,1465,7594,1996,2687,0,3710,0,699,458,0,0,0,73,143,55,2120,8757,0,0,2251]
[2031,25,3469,2499,10,32,16,0,0,1025,90,8373,5028,25,6186,5899,5990,2728,67,117,5,1048,337,3806,352,2061,714,102,94,6,755,3469,3958,98,2117,534,4630,939,1692,0,1315,0,177,102,0,0,0,13,42,28,809,8369,0,0,844]
[2031,33,2470,502,0,0,0,0,0,283,0,6663,2551,8,3951,3648,4876,671,8,18,0,360,59,1444,24,334,113,0,24,0,55,2470,2478,19,781,92,2921,153,655,0,138,0,24,14,0,0,0,0,4,10,99,4959,0,0,129]
[2031,37,1845,189,0,0,0,0,0,99,0,5528,1766,5,3262,2954,4278,278,0,9,0,178,34,696,7,80,54,0,9,0,18,1845,1524,10,401,48,2380,66,300,0,73,0,7,10,0,0,0,0,0,6,43,3624,0,0,77]
[2031,42,788,79,0,0,0,0,0,23,0,4137,1055,3,2605,2300,3853,111,0,0,0,66,11,226,1,22,27,0,0,0,4,788,678,3,147,20,1415,28,78,0,33,0,0,5,0,0,0,0,0,5,17,2648,0,0,42]
[2031,50,109,29,0,0,0,0,0,3,0,1996,384,0,1395,1131,2973,44,0,0,0,23,0,82,0,0,1,0,0,0,0,109,142,0,38,0,266,3,13,0,8,0,0,0,0,0,0,0,0,0,4,1016,0,0,8]
[2031,54,11,12,0,0,0,0,0,0,0,1325,204,0,820,693,2691,25,0,0,0,12,0,58,0,0,0,0,0,0,0,11,91,0,22,0,99,0,6,0,0,0,0,0,0,0,0,0,0,0,0,416,0,0,3]
[2031,59,0,4,0,0,0,0,0,0,0,746,126,0,416,171,2411,9,0,0,0,6,0,31,0,0,0,0,0,0,0,0,51,0,9,0,36,0,0,0,0,0,0,0,0,0,0,0,0,0,0,107,0,0,0]
[2031,66,0,0,0,0,0,0,0,0,0,273,80,0,111,1,1980,1,0,0,0,0,0,10,0,0,0,0,0,0,0,0,20,0,2,0,2,0,0,0,0,0,0,0,0,0,0,0,0,0,0,39,0,0,0]
[2031,71,0,0,0,0,0,0,0,0,0,115,55,0,29,0,1534,0,0,0,0,0,0,0,0,0,0,0,0,0,0,0,11,0,0,0,0,0,0,0,0,0,0,0,0,0,0,0,0,0,0,5,0,0,0]
[2031,76,0,0,0,0,0,0,0,0,0,50,37,0,12,0,756,0,0,0,0,0,0,0,0,0,0,0,0,0,0,0,2,0,0,0,0,0,0,0,0,0,0,0,0,0,0,0,0,0,0,0,0,0,0]
[2031,78,0,0,0,0,0,0,0,0,0,37,32,0,7,0,451,0,0,0,0,0,0,0,0,0,0,0,0,0,0,0,0,0,0,0,0,0,0,0,0,0,0,0,0,0,0,0,0,0,0,0,0,0,0]
[2031,83,0,0,0,0,0,0,0,0,0,16,21,0,4,0,67,0,0,0,0,0,0,0,0,0,0,0,0,0,0,0,0,0,0,0,0,0,0,0,0,0,0,0,0,0,0,0,0,0,0,0,0,0,0]
[2031,91,0,0,0,0,0,0,0,0,0,3,6,0,0,0,0,0,0,0,0,0,0,0,0,0,0,0,0,0,0,0,0,0,0,0,0,0,0,0,0,0,0,0,0,0,0,0,0,0,0,0,0,0,0]
[2031,95,0,0,0,0,0,0,0,0,0,0,1,0,0,0,0,0,0,0,0,0,0,0,0,0,0,0,0,0,0,0,0,0,0,0,0,0,0,0,0,0,0,0,0,0,0,0,0,0,0,0,0,0,0]
[2031,100,{"$f":"INDEX(D2057:BC2057,MATCH($C$7,$D$7:$BC$7,0))","v":0},0,0,0,0,0,0,0,0,0,0,0,0,0,0,0,0,0,0,0,0,0,0,0,0,0,0,0,0,0,0,0,0,0,0,0,0,0,0,0,0,0,0,0,0,0,0,0,0,0,0,0,0]
[2031,108,0,0,0,0,0,0,0,0,0,0,0,0,0,0,0,0,0,0,0,0,0,0,0,0,0,0,0,0,0,0,0,0,0,0,0,0,0,0,0,0,0,0,0,0,0,0,0,0,0,0,0,0,0]
[2031,112,0,0,0,0,0,0,0,0,0,0,0,0,0,0,0,0,0,0,0,0,0,0,0,0,0,0,0,0,0,0,0,0,0,0,0,0,0,0,0,0,0,0,0,0,0,0,0,0,0,0,0,0,0]
[2031,119,0,0,0,0,0,0,0,0,0,0,0,0,0,0,0,0,0,0,0,0,0,0,0,0,0,0,0,0,0,0,0,0,0,0,0,0,0,0,0,0,0,0,0,0,0,0,0,0,0,0,0,0,0]
[2031,124,0,0,0,0,0,0,0,0,0,0,0,0,0,0,0,0,0,0,0,0,0,0,0,0,0,0,0,0,0,0,0,0,0,0,0,0,0,0,0,0,0,0,0,0,0,0,0,0,0,0,0,0,0]
[2031,129,0,0,0,0,0,0,0,0,0,0,0,0,0,0,0,0,0,0,0,0,0,0,0,0,0,0,0,0,0,0,0,0,0,0,0,0,0,0,0,0,0,0,0,0,0,0,0,0,0,0,0,0,0]
[2031,134,0,0,0,0,0,0,0,0,0,0,0,0,0,0,0,0,0,0,0,0,0,0,0,0,0,0,0,0,0,0,0,0,0,0,0,0,0,0,0,0,0,0,0,0,0,0,0,0,0,0,0,0,0]
[2031,141,0,0,0,0,0,0,0,0,0,0,0,0,0,0,0,0,0,0,0,0,0,0,0,0,0,0,0,0,0,0,0,0,0,0,0,0,0,0,0,0,0,0,0,0,0,0,0,0,0,0,0,0,0]
[2031,146,0,0,0,0,0,0,0,0,0,0,0,0,0,0,0,0,0,0,0,0,0,0,0,0,0,0,0,0,0,0,0,0,0,0,0,0,0,0,0,0,0,0,0,0,0,0,0,0,0,0,0,0,0]
[2032,1,8723,8760,6798,8760,8743,8471,2673,8760,8760,8760,8760,3717,8760,8747,8760,8755,8758,8760,8750,8750,8019,8759,8760,8658,8759,6101,7165,1196,8760,8723,8759,7974,8760,8760,8760,8698,8146,0,8760,8760,8748,8758,0,0,8760,6774,5210,7660,8739,8760,0,0,8760]
[2032,3,8627,8760,5551,7689,7282,6487,1628,8760,8756,8760,8760,2637,8760,8726,8760,8755,8223,8760,8008,8460,7184,8758,8760,8412,8759,5288,6227,834,8760,8627,8759,6877,8760,8604,8760,8449,7613,0,8760,7803,8748,8557,0,0,3789,5600,4474,5658,8579,8760,0,0,8760]
[2032,8,7756,8760,1382,3684,2313,1370,298,7355,7067,8760,8760,880,8760,8677,8671,8755,5307,6700,3499,6780,5432,8522,7513,6652,7795,3829,3984,303,8408,7756,8559,4610,8516,6548,8760,6784,6176,0,8758,2541,7163,6028,0,0,18,2160,2914,1791,6909,8760,0,0,7812]
[2032,18,4584,6068,60,283,100,18,8,2996,2312,8752,6888,100,8368,7867,6992,6028,531,1098,379,2738,1768,5638,1685,3412,3409,1329,634,41,3174,4584,5510,838,5012,2126,8516,2924,3371,0,4900,0,1203,890,0,0,0,160,274,115,2870,8760,0,0,3493]
[2032,20,4231,5480,43,122,67,8,4,2325,1332,8725,6401,65,7955,7510,6646,5277,255,642,206,2112,1276,5065,1162,3064,2274,786,366,22,2175,4231,4971,500,4178,1583,7876,2215,2848,0,3937,0,766,557,0,0,0,90,163,67,2292,8758,0,0,2389]
[2032,27,3318,1877,5,23,6,0,0,833,42,8215,4653,22,5675,5526,5914,2224,52,75,0,876,223,3504,253,1770,517,78,74,3,480,3318,3779,76,1894,388,4230,775,1539,0,883,0,113,67,0,0,0,10,27,24,557,7929,0,0,610]
[2032,32,2708,686,0,0,0,0,0,385,1,7109,3032,10,4313,4100,5267,959,13,28,0,448,82,1924,39,573,150,0,35,0,90,2708,2974,32,1051,129,3118,247,869,0,208,0,39,21,0,0,0,0,6,13,159,5642,0,0,184]
[2032,37,2013,214,0,0,0,0,0,121,0,5776,1909,7,3400,3125,4389,333,0,10,0,210,39,846,10,110,62,0,12,0,23,2013,1776,11,487,56,2477,81,384,0,85,0,9,12,0,0,0,0,0,7,50,3745,0,0,79]
[2032,44,651,70,0,0,0,0,0,19,0,3825,913,2,2499,2210,3799,95,0,0,0,55,8,191,1,14,21,0,0,0,2,651,578,3,127,14,1181,21,61,0,29,0,0,5,0,0,0,0,0,4,12,2456,0,0,33]
[2032,49,214,36,0,0,0,0,0,6,0,2451,489,0,1758,1495,3244,51,0,0,0,34,0,107,0,1,3,0,0,0,0,214,231,0,53,3,444,7,19,0,10,0,0,1,0,0,0,0,0,2,6,1377,0,0,13]
[2032,55,13,10,0,0,0,0,0,0,0,1357,204,0,846,730,2704,25,0,0,0,12,0,59,0,0,0,0,0,0,0,13,92,0,22,0,99,0,7,0,0,0,0,0,0,0,0,0,0,0,0,387,0,0,3]
[2032,61,0,2,0,0,0,0,0,0,0,686,120,0,371,132,2383,6,0,0,0,4,0,23,0,0,0,0,0,0,0,0,48,0,9,0,31,0,0,0,0,0,0,0,0,0,0,0,0,0,0,89,0,0,0]
[2032,66,0,0,0,0,0,0,0,0,0,340,84,0,157,5,2092,1,0,0,0,0,0,12,0,0,0,0,0,0,0,0,24,0,4,0,5,0,0,0,0,0,0,0,0,0,0,0,0,0,0,47,0,0,0]
[2032,67,0,0,0,0,0,0,0,0,0,291,80,0,122,2,2027,1,0,0,0,0,0,11,0,0,0,0,0,0,0,0,24,0,3,0,2,0,0,0,0,0,0,0,0,0,0,0,0,0,0,39,0,0,0]
[2032,72,0,0,0,0,0,0,0,0,0,124,55,0,34,0,1592,0,0,0,0,0,0,0,0,0,0,0,0,0,0,0,13,0,0,0,0,0,0,0,0,0,0,0,0,0,0,0,0,0,0,5,0,0,0]
[2032,78,{"$f":"INDEX(D2185:BC2185,MATCH($C$7,$D$7:$BC$7,0))","v":0},0,0,0,0,0,0,0,0,47,34,0,11,0,710,0,0,0,0,0,0,0,0,0,0,0,0,0,0,0,2,0,0,0,0,0,0,0,0,0,0,0,0,0,0,0,0,0,0,0,0,0,0]
[2032,87,0,0,0,0,0,0,0,0,0,8,14,0,0,0,23,0,0,0,0,0,0,0,0,0,0,0,0,0,0,0,0,0,0,0,0,0,0,0,0,0,0,0,0,0,0,0,0,0,0,0,0,0,0]
[2032,90,0,0,0,0,0,0,0,0,0,4,11,0,0,0,3,0,0,0,0,0,0,0,0,0,0,0,0,0,0,0,0,0,0,0,0,0,0,0,0,0,0,0,0,0,0,0,0,0,0,0,0,0,0]
[2032,96,0,0,0,0,0,0,0,0,0,0,1,0,0,0,0,0,0,0,0,0,0,0,0,0,0,0,0,0,0,0,0,0,0,0,0,0,0,0,0,0,0,0,0,0,0,0,0,0,0,0,0,0,0]
[2032,104,0,0,0,0,0,0,0,0,0,0,0,0,0,0,0,0,0,0,0,0,0,0,0,0,0,0,0,0,0,0,0,0,0,0,0,0,0,0,0,0,0,0,0,0,0,0,0,0,0,0,0,0,0]
[2032,107,0,0,0,0,0,0,0,0,0,0,0,0,0,0,0,0,0,0,0,0,0,0,0,0,0,0,0,0,0,0,0,0,0,0,0,0,0,0,0,0,0,0,0,0,0,0,0,0,0,0,0,0,0]
[2032,113,0,0,0,0,0,0,0,0,0,0,0,0,0,0,0,0,0,0,0,0,0,0,0,0,0,0,0,0,0,0,0,0,0,0,0,0,0,0,0,0,0,0,0,0,0,0,0,0,0,0,0,0,0]
[2032,115,0,0,0,0,0,0,0,0,0,0,0,0,0,0,0,0,0,0,0,0,0,0,0,0,0,0,0,0,0,0,0,0,0,0,0,0,0,0,0,0,0,0,0,0,0,0,0,0,0,0,0,0,0]
[2032,124,0,0,0,0,0,0,0,0,0,0,0,0,0,0,0,0,0,0,0,0,0,0,0,0,0,0,0,0,0,0,0,0,0,0,0,0,0,0,0,0,0,0,0,0,0,0,0,0,0,0,0,0,0]
[2032,130,0,0,0,0,0,0,0,0,0,0,0,0,0,0,0,0,0,0,0,0,0,0,0,0,0,0,0,0,0,0,0,0,0,0,0,0,0,0,0,0,0,0,0,0,0,0,0,0,0,0,0,0,0]
[2032,132,0,0,0,0,0,0,0,0,0,0,0,0,0,0,0,0,0,0,0,0,0,0,0,0,0,0,0,0,0,0,0,0,0,0,0,0,0,0,0,0,0,0,0,0,0,0,0,0,0,0,0,0,0]
[2032,137,0,0,0,0,0,0,0,0,0,0,0,0,0,0,0,0,0,0,0,0,0,0,0,0,0,0,0,0,0,0,0,0,0,0,0,0,0,0,0,0,0,0,0,0,0,0,0,0,0,0,0,0,0]
[2032,147,0,0,0,0,0,0,0,0,0,0,0,0,0,0,0,0,0,0,0,0,0,0,0,0,0,0,0,0,0,0,0,0,0,0,0,0,0,0,0,0,0,0,0,0,0,0,0,0,0,0,0,0,0]
[2032,148,0,0,0,0,0,0,0,0,0,0,0,0,0,0,0,0,0,0,0,0,0,0,0,0,0,0,0,0,0,0,0,0,0,0,0,0,0,0,0,0,0,0,0,0,0,0,0,0,0,0,0,0,0]
[2033,4,8558,8760,4759,7132,6478,5429,1468,8738,8740,8760,8760,2462,8760,8719,8760,8755,7767,8760,7566,8307,6867,8758,8760,8249,8759,5230,5939,781,8760,8558,8759,6508,8760,8206,8760,8344,7469,0,8760,6305,8748,8424,0,0,1715,5131,4237,5038,8470,8760,0,0,8760]
[2033,8,7890,8760,1500,3870,2421,1478,406,7460,7256,8760,8760,1034,8760,8684,8686,8755,5494,6834,3700,6945,5565,8618,7684,6841,7924,4023,4224,352,8464,7890,8630,4779,8693,6682,8760,6955,6371,0,8760,2655,7342,6434,0,0,18,2342,3029,1998,7111,8760,0,0,7886]
[2033,16,5309,6898,112,583,185,42,30,4027,3164,8759,7520,208,8670,8228,7613,7095,1105,1944,596,3644,2664,6310,2569,3900,4554,2333,1107,56,4549,5309,6490,1389,5979,3009,8674,4005,4078,0,5655,0,2002,1524,0,0,0,340,573,233,3568,8760,0,0,4991]
[2033,21,4185,5222,38,109,55,8,4,2156,1039,8718,6289,65,7862,7456,6602,5133,219,556,166,2004,1178,4983,1061,3006,2069,836,340,22,1946,4185,4917,436,4134,1464,7584,2111,2781,0,3644,0,690,540,0,0,0,76,141,62,2195,8756,0,0,2155]
[2033,25,3670,2810,14,41,20,0,0,1226,147,8522,5334,32,6675,6364,6105,3296,82,169,24,1223,475,4106,452,2328,929,297,129,8,927,3670,4222,146,2603,692,5022,1196,1944,0,1660,0,256,178,0,0,0,23,57,31,1155,8495,0,0,995]
[2033,33,2681,595,0,0,0,0,0,348,0,7069,2948,11,4274,4084,5267,910,12,27,0,431,78,1879,34,552,144,0,34,0,77,2681,2974,27,1061,121,3069,237,856,0,187,0,36,21,0,0,0,0,5,13,151,5387,0,0,163]
[2033,38,1997,184,0,0,0,0,0,109,0,5758,1870,7,3380,3127,4391,316,0,10,0,204,37,835,8,108,59,0,11,0,21,1997,1784,11,500,52,2434,79,378,0,82,0,9,12,0,0,0,0,0,8,49,3639,0,0,78]
[2033,42,1159,93,0,0,0,0,0,36,0,4692,1250,4,2839,2547,4005,147,0,0,0,90,15,343,1,34,31,0,2,0,8,1159,978,4,250,25,1777,42,136,0,46,0,3,7,0,0,0,0,0,6,22,2864,0,0,51]
[2033,50,222,33,0,0,0,0,0,6,0,2482,479,0,1769,1535,3277,51,0,0,0,33,0,107,0,1,3,0,0,0,0,222,242,0,56,3,439,7,20,0,10,0,0,1,0,0,0,0,0,2,6,1312,0,0,12]
[2033,51,163,30,0,0,0,0,0,3,0,2252,425,0,1592,1378,3132,46,0,0,0,25,0,98,0,0,1,0,0,0,0,163,200,0,48,1,331,6,15,0,9,0,0,0,0,0,0,0,0,0,6,1109,0,0,9]
[2033,57,10,8,0,0,0,0,0,0,0,1250,186,0,752,653,2672,23,0,0,0,10,0,53,0,0,0,0,0,0,0,10,90,0,22,0,83,0,4,0,0,0,0,0,0,0,0,0,0,0,0,270,0,0,1]
[2033,62,0,2,0,0,0,0,0,0,0,712,120,0,385,158,2403,7,0,0,0,4,0,27,0,0,0,0,0,0,0,0,51,0,11,0,31,0,0,0,0,0,0,0,0,0,0,0,0,0,0,88,0,0,0]
[2033,68,0,0,0,0,0,0,0,0,0,308,80,0,135,3,2064,1,0,0,0,0,0,11,0,0,0,0,0,0,0,0,24,0,4,0,2,0,0,0,0,0,0,0,0,0,0,0,0,0,0,39,0,0,0]
[2033,74,0,0,0,0,0,0,0,0,0,113,52,0,28,0,1551,0,0,0,0,0,0,0,0,0,0,0,0,0,0,0,11,0,0,0,0,0,0,0,0,0,0,0,0,0,0,0,0,0,0,2,0,0,0]
[2033,79,0,0,0,0,0,0,0,0,0,50,34,0,12,0,820,0,0,0,0,0,0,0,0,0,0,0,0,0,0,0,3,0,0,0,0,0,0,0,0,0,0,0,0,0,0,0,0,0,0,0,0,0,0]
[2033,83,0,0,0,0,0,0,0,0,0,27,25,0,6,0,290,0,0,0,0,0,0,0,0,0,0,0,0,0,0,0,0,0,0,0,0,0,0,0,0,0,0,0,0,0,0,0,0,0,0,0,0,0,0]
[2033,91,0,0,0,0,0,0,0,0,0,5,11,0,0,0,7,0,0,0,0,0,0,0,0,0,0,0,0,0,0,0,0,0,0,0,0,0,0,0,0,0,0,0,0,0,0,0,0,0,0,0,0,0,0]
[2033,96,0,0,0,0,0,0,0,0,0,0,2,0,0,0,0,0,0,0,0,0,0,0,0,0,0,0,0,0,0,0,0,0,0,0,0,0,0,0,0,0,0,0,0,0,0,0,0,0,0,0,0,0,0]
[2033,100,0,0,0,0,0,0,0,0,0,0,0,0,0,0,0,0,0,0,0,0,0,0,0,0,0,0,0,0,0,0,0,0,0,0,0,0,0,0,0,0,0,0,0,0,0,0,0,0,0,0,0,0,0]
[2033,108,0,0,0,0,0,0,0,0,0,0,0,0,0,0,0,0,0,0,0,0,0,0,0,0,0,0,0,0,0,0,0,0,0,0,0,0,0,0,0,0,0,0,0,0,0,0,0,0,0,0,0,0,0]
[2033,111,0,0,0,0,0,0,0,0,0,0,0,0,0,0,0,0,0,0,0,0,0,0,0,0,0,0,0,0,0,0,0,0,0,0,0,0,0,0,0,0,0,0,0,0,0,0,0,0,0,0,0,0,0]
[2033,120,{"$f":"INDEX(D2377:BC2377,MATCH($C$7,$D$7:$BC$7,0))","v":0},0,0,0,0,0,0,0,0,0,0,0,0,0,0,0,0,0,0,0,0,0,0,0,0,0,0,0,0,0,0,0,0,0,0,0,0,0,0,0,0,0,0,0,0,0,0,0,0,0,0,0,0]
[2033,125,0,0,0,0,0,0,0,0,0,0,0,0,0,0,0,0,0,0,0,0,0,0,0,0,0,0,0,0,0,0,0,0,0,0,0,0,0,0,0,0,0,0,0,0,0,0,0,0,0,0,0,0,0]
[2033,126,0,0,0,0,0,0,0,0,0,0,0,0,0,0,0,0,0,0,0,0,0,0,0,0,0,0,0,0,0,0,0,0,0,0,0,0,0,0,0,0,0,0,0,0,0,0,0,0,0,0,0,0,0]
[2033,132,0,0,0,0,0,0,0,0,0,0,0,0,0,0,0,0,0,0,0,0,0,0,0,0,0,0,0,0,0,0,0,0,0,0,0,0,0,0,0,0,0,0,0,0,0,0,0,0,0,0,0,0,0]
[2033,137,0,0,0,0,0,0,0,0,0,0,0,0,0,0,0,0,0,0,0,0,0,0,0,0,0,0,0,0,0,0,0,0,0,0,0,0,0,0,0,0,0,0,0,0,0,0,0,0,0,0,0,0,0]
[2033,143,0,0,0,0,0,0,0,0,0,0,0,0,0,0,0,0,0,0,0,0,0,0,0,0,0,0,0,0,0,0,0,0,0,0,0,0,0,0,0,0,0,0,0,0,0,0,0,0,0,0,0,0,0]
[2033,149,0,0,0,0,0,0,0,0,0,0,0,0,0,0,0,0,0,0,0,0,0,0,0,0,0,0,0,0,0,0,0,0,0,0,0,0,0,0,0,0,0,0,0,0,0,0,0,0,0,0,0,0,0]
[2034,4,8609,8760,5004,7322,6666,5618,1707,8753,8747,8760,8760,2825,8760,8725,8760,8755,7888,8760,7664,8401,7026,8758,8760,8381,8759,5537,6193,845,8760,8609,8759,6709,8760,8343,8760,8432,7601,0,8760,6479,8748,8548,0,0,1812,5370,4325,5479,8527,8760,0,0,8760]
[2034,10,7458,8760,898,2663,1470,667,207,6895,5989,8760,8760,820,8760,8657,8649,8755,4365,5982,2568,6359,5030,8303,6738,6300,7192,3800,3525,256,7682,7458,8458,4089,8252,6122,8760,6380,5842,0,8300,999,6127,5403,0,0,0,1660,2434,1380,6339,8760,0,0,7222]
[2034,16,5525,6991,134,627,203,47,40,4274,3312,8760,7641,256,8699,8289,7762,7293,1202,2120,636,3855,2866,6472,2793,4031,4702,2566,1264,60,4688,5525,6727,1534,6214,3236,8682,4233,4269,0,5769,0,2177,1765,0,0,0,391,633,281,3738,8760,0,0,5132]
[2034,19,4658,5906,58,258,91,16,12,2952,2262,8752,6916,126,8399,7918,7083,6076,523,1063,367,2764,1793,5723,1653,3456,3326,1734,694,42,3003,4658,5699,861,5284,2103,8505,3033,3457,0,4822,0,1162,990,0,0,0,164,268,124,2907,8760,0,0,3259]
[2034,28,3379,1751,5,23,6,0,0,843,45,8273,4734,25,5830,5764,5962,2345,55,80,0,911,250,3633,261,1894,536,152,84,6,475,3379,3890,83,2114,405,4264,841,1614,0,916,0,115,96,0,0,0,11,27,27,633,7852,0,0,589]
[2034,33,2799,648,0,0,0,0,0,397,1,7258,3146,14,4450,4323,5455,1069,15,32,0,477,87,2151,42,723,160,5,38,0,93,2799,3201,32,1193,139,3169,304,948,0,229,0,41,25,0,0,0,0,7,13,176,5614,0,0,184]
[2034,36,2422,330,0,0,0,0,0,225,0,6553,2370,10,3866,3628,4876,571,2,15,0,316,51,1368,18,305,90,0,24,0,39,2422,2504,15,827,79,2802,137,622,0,116,0,22,15,0,0,0,0,4,10,84,4362,0,0,108]
[2034,45,790,71,0,0,0,0,0,20,0,4135,990,4,2596,2347,3877,104,0,0,0,59,11,226,1,22,24,0,0,0,2,790,723,3,174,19,1289,27,78,0,29,0,0,5,0,0,0,0,0,5,17,2496,0,0,33]
[2034,46,661,62,0,0,0,0,0,16,0,3833,878,3,2496,2238,3821,93,0,0,0,52,8,191,0,14,20,0,0,0,2,661,623,3,145,12,1116,22,61,0,27,0,0,5,0,0,0,0,0,4,11,2361,0,0,31]
[2034,53,131,22,0,0,0,0,0,2,0,2071,374,0,1444,1255,3051,43,0,0,0,22,0,89,0,0,1,0,0,0,0,131,171,0,46,0,246,6,13,0,8,0,0,0,0,0,0,0,0,0,4,865,0,0,8]
[2034,57,16,10,0,0,0,0,0,0,0,1408,204,0,889,795,2750,25,0,0,0,12,0,59,0,0,0,0,0,0,0,16,101,0,26,0,97,0,7,0,0,0,0,0,0,0,0,0,0,0,0,348,0,0,2]
[2034,63,0,2,0,0,0,0,0,0,0,731,120,0,396,188,2428,7,0,0,0,4,0,27,0,0,0,0,0,0,0,0,53,0,11,0,31,0,0,0,0,0,0,0,0,0,0,0,0,0,0,87,0,0,0]
[2034,70,0,0,0,0,0,0,0,0,0,281,80,0,113,2,2033,0,0,0,0,0,0,10,0,0,0,0,0,0,0,0,24,0,4,0,1,0,0,0,0,0,0,0,0,0,0,0,0,0,0,30,0,0,0]
[2034,74,0,0,0,0,0,0,0,0,0,152,55,0,41,0,1709,0,0,0,0,0,0,0,0,0,0,0,0,0,0,0,14,0,1,0,0,0,0,0,0,0,0,0,0,0,0,0,0,0,0,6,0,0,0]
[2034,79,0,0,0,0,0,0,0,0,0,67,38,0,14,0,1071,0,0,0,0,0,0,0,0,0,0,0,0,0,0,0,7,0,0,0,0,0,0,0,0,0,0,0,0,0,0,0,0,0,0,0,0,0,0]
[2034,86,0,0,0,0,0,0,0,0,0,22,21,0,5,0,206,0,0,0,0,0,0,0,0,0,0,0,0,0,0,0,0,0,0,0,0,0,0,0,0,0,0,0,0,0,0,0,0,0,0,0,0,0,0]
[2034,92,0,0,0,0,0,0,0,0,0,5,11,0,0,0,10,0,0,0,0,0,0,0,0,0,0,0,0,0,0,0,0,0,0,0,0,0,0,0,0,0,0,0,0,0,0,0,0,0,0,0,0,0,0]
[2034,96,0,0,0,0,0,0,0,0,0,3,3,0,0,0,0,0,0,0,0,0,0,0,0,0,0,0,0,0,0,0,0,0,0,0,0,0,0,0,0,0,0,0,0,0,0,0,0,0,0,0,0,0,0]
[2034,103,0,0,0,0,0,0,0,0,0,0,0,0,0,0,0,0,0,0,0,0,0,0,0,0,0,0,0,0,0,0,0,0,0,0,0,0,0,0,0,0,0,0,0,0,0,0,0,0,0,0,0,0,0]
[2034,109,0,0,0,0,0,0,0,0,0,0,0,0,0,0,0,0,0,0,0,0,0,0,0,0,0,0,0,0,0,0,0,0,0,0,0,0,0,0,0,0,0,0,0,0,0,0,0,0,0,0,0,0,0]
[2034,113,0,0,0,0,0,0,0,0,0,0,0,0,0,0,0,0,0,0,0,0,0,0,0,0,0,0,0,0,0,0,0,0,0,0,0,0,0,0,0,0,0,0,0,0,0,0,0,0,0,0,0,0,0]
[2034,116,0,0,0,0,0,0,0,0,0,0,0,0,0,0,0,0,0,0,0,0,0,0,0,0,0,0,0,0,0,0,0,0,0,0,0,0,0,0,0,0,0,0,0,0,0,0,0,0,0,0,0,0,0]
[2034,121,0,0,0,0,0,0,0,0,0,0,0,0,0,0,0,0,0,0,0,0,0,0,0,0,0,0,0,0,0,0,0,0,0,0,0,0,0,0,0,0,0,0,0,0,0,0,0,0,0,0,0,0,0]
[2034,130,0,0,0,0,0,0,0,0,0,0,0,0,0,0,0,0,0,0,0,0,0,0,0,0,0,0,0,0,0,0,0,0,0,0,0,0,0,0,0,0,0,0,0,0,0,0,0,0,0,0,0,0,0]
[2034,133,0,0,0,0,0,0,0,0,0,0,0,0,0,0,0,0,0,0,0,0,0,0,0,0,0,0,0,0,0,0,0,0,0,0,0,0,0,0,0,0,0,0,0,0,0,0,0,0,0,0,0,0,0]
[2034,139,0,0,0,0,0,0,0,0,0,0,0,0,0,0,0,0,0,0,0,0,0,0,0,0,0,0,0,0,0,0,0,0,0,0,0,0,0,0,0,0,0,0,0,0,0,0,0,0,0,0,0,0,0]
[2034,144,0,0,0,0,0,0,0,0,0,0,0,0,0,0,0,0,0,0,0,0,0,0,0,0,0,0,0,0,0,0,0,0,0,0,0,0,0,0,0,0,0,0,0,0,0,0,0,0,0,0,0,0,0]
[2034,150,0,0,0,0,0,0,0,0,0,0,0,0,0,0,0,0,0,0,0,0,0,0,0,0,0,0,0,0,0,0,0,0,0,0,0,0,0,0,0,0,0,0,0,0,0,0,0,0,0,0,0,0,0]
[2035,6,8421,8760,3021,6151,4370,3503,1227,8312,8446,8760,8760,2188,8760,8709,8751,8755,6922,8151,6720,7926,6374,8758,8698,7911,8759,5101,5503,661,8760,8421,8759,5953,8760,7626,8760,8047,7193,0,8760,4343,8458,8074,0,0,280,4111,3812,3967,8185,8760,0,0,8758]
[2035,12,{"$f":"INDEX(D2569:BC2569,MATCH($C$7,$D$7:$BC$7,0))","v":6958},8683,565,1823,881,313,112,6371,5123,8760,8725,645,8760,8613,8588,8748,3072,5099,1705,5803,4529,7878,5682,5626,6467,3618,2870,163,6873,6958,8206,3338,7790,5582,8758,5793,5425,0,7590,305,4927,4426,0,0,0,1204,1814,939,5594,8760,0,0,6471]
[2035,17,5371,6646,100,533,159,35,37,3943,3102,8760,7522,255,8675,8257,7694,7117,1042,1853,570,3654,2670,6375,2532,3956,4495,2575,1160,59,4330,5371,6648,1412,6134,2936,8673,4094,4172,0,5576,0,1909,1655,0,0,0,337,548,264,3594,8760,0,0,4757]
[2035,23,4077,4368,30,76,44,5,4,1877,617,8702,6093,66,7679,7338,6514,4802,169,421,96,1798,999,4807,867,2898,1670,955,290,19,1592,4077,4838,360,4022,1259,6896,1920,2657,0,3062,0,540,492,0,0,0,57,115,55,1984,8729,0,0,1724]
[2035,29,3362,1557,3,17,4,0,0,791,42,8245,4638,25,5721,5705,5953,2231,50,74,0,867,222,3576,228,1843,483,163,80,6,401,3362,3866,78,2108,374,4172,812,1583,0,821,0,107,93,0,0,0,10,24,26,576,7627,0,0,521]
[2035,34,2775,574,0,0,0,0,0,369,1,7209,3056,16,4410,4299,5441,1003,13,28,0,457,85,2090,38,687,149,7,37,0,78,2775,3199,32,1202,129,3106,287,935,0,206,0,39,25,0,0,0,0,5,13,173,5359,0,0,160]
[2035,40,1974,143,0,0,0,0,0,94,0,5702,1775,8,3349,3132,4401,286,0,9,0,183,35,816,7,103,53,0,10,0,16,1974,1811,10,540,48,2370,76,367,0,73,0,7,12,0,0,0,0,0,8,48,3431,0,0,73]
[2035,41,1797,122,0,0,0,0,0,67,0,5461,1613,7,3195,2970,4305,239,0,4,0,151,32,654,4,74,44,0,8,0,16,1797,1597,10,463,39,2232,60,287,0,66,0,5,12,0,0,0,0,0,6,34,3228,0,0,62]
[2035,49,466,48,0,0,0,0,0,9,0,3303,665,2,2255,2033,3686,72,0,0,0,44,1,143,0,8,11,0,0,0,0,466,459,0,100,8,779,14,41,0,18,0,0,5,0,0,0,0,0,3,9,1886,0,0,21]
[2035,53,177,25,0,0,0,0,0,3,0,2286,422,0,1626,1440,3202,46,0,0,0,25,0,100,0,1,1,0,0,0,0,177,219,0,56,1,314,6,16,0,9,0,0,1,0,0,0,0,0,1,6,1007,0,0,8]
[2035,58,17,8,0,0,0,0,0,0,0,1434,204,0,905,831,2763,25,0,0,0,12,0,59,0,0,0,0,0,0,0,17,107,0,26,0,97,0,8,0,0,0,0,0,0,0,0,0,0,0,0,328,0,0,2]
[2035,66,0,0,0,0,0,0,0,0,0,590,104,0,313,86,2348,4,0,0,0,2,0,20,0,0,0,0,0,0,0,0,43,0,9,0,20,0,0,0,0,0,0,0,0,0,0,0,0,0,0,66,0,0,0]
[2035,70,0,0,0,0,0,0,0,0,0,342,81,0,156,6,2123,1,0,0,0,0,0,12,0,0,0,0,0,0,0,0,25,0,4,0,2,0,0,0,0,0,0,0,0,0,0,0,0,0,0,39,0,0,0]
[2035,75,0,0,0,0,0,0,0,0,0,169,56,0,44,0,1754,0,0,0,0,0,0,0,0,0,0,0,0,0,0,0,14,0,1,0,0,0,0,0,0,0,0,0,0,0,0,0,0,0,0,6,0,0,0]
[2035,81,0,0,0,0,0,0,0,0,0,61,37,0,14,0,1027,0,0,0,0,0,0,0,0,0,0,0,0,0,0,0,5,0,0,0,0,0,0,0,0,0,0,0,0,0,0,0,0,0,0,0,0,0,0]
[2035,87,0,0,0,0,0,0,0,0,0,24,21,0,6,0,260,0,0,0,0,0,0,0,0,0,0,0,0,0,0,0,0,0,0,0,0,0,0,0,0,0,0,0,0,0,0,0,0,0,0,0,0,0,0]
[2035,92,0,0,0,0,0,0,0,0,0,9,13,0,0,0,28,0,0,0,0,0,0,0,0,0,0,0,0,0,0,0,0,0,0,0,0,0,0,0,0,0,0,0,0,0,0,0,0,0,0,0,0,0,0]
[2035,98,0,0,0,0,0,0,0,0,0,3,2,0,0,0,0,0,0,0,0,0,0,0,0,0,0,0,0,0,0,0,0,0,0,0,0,0,0,0,0,0,0,0,0,0,0,0,0,0,0,0,0,0,0]
[2035,104,0,0,0,0,0,0,0,0,0,0,0,0,0,0,0,0,0,0,0,0,0,0,0,0,0,0,0,0,0,0,0,0,0,0,0,0,0,0,0,0,0,0,0,0,0,0,0,0,0,0,0,0,0]
[2035,109,0,0,0,0,0,0,0,0,0,0,0,0,0,0,0,0,0,0,0,0,0,0,0,0,0,0,0,0,0,0,0,0,0,0,0,0,0,0,0,0,0,0,0,0,0,0,0,0,0,0,0,0,0]
[2035,111,0,0,0,0,0,0,0,0,0,0,0,0,0,0,0,0,0,0,0,0,0,0,0,0,0,0,0,0,0,0,0,0,0,0,0,0,0,0,0,0,0,0,0,0,0,0,0,0,0,0,0,0,0]
[2035,116,0,0,0,0,0,0,0,0,0,0,0,0,0,0,0,0,0,0,0,0,0,0,0,0,0,0,0,0,0,0,0,0,0,0,0,0,0,0,0,0,0,0,0,0,0,0,0,0,0,0,0,0,0]
[2035,124,0,0,0,0,0,0,0,0,0,0,0,0,0,0,0,0,0,0,0,0,0,0,0,0,0,0,0,0,0,0,0,0,0,0,0,0,0,0,0,0,0,0,0,0,0,0,0,0,0,0,0,0,0]
[2035,128,0,0,0,0,0,0,0,0,0,0,0,0,0,0,0,0,0,0,0,0,0,0,0,0,0,0,0,0,0,0,0,0,0,0,0,0,0,0,0,0,0,0,0,0,0,0,0,0,0,0,0,0,0]
[2035,133,0,0,0,0,0,0,0,0,0,0,0,0,0,0,0,0,0,0,0,0,0,0,0,0,0,0,0,0,0,0,0,0,0,0,0,0,0,0,0,0,0,0,0,0,0,0,0,0,0,0,0,0,0]
[2035,141,0,0,0,0,0,0,0,0,0,0,0,0,0,0,0,0,0,0,0,0,0,0,0,0,0,0,0,0,0,0,0,0,0,0,0,0,0,0,0,0,0,0,0,0,0,0,0,0,0,0,0,0,0]
[2035,145,0,0,0,0,0,0,0,0,0,0,0,0,0,0,0,0,0,0,0,0,0,0,0,0,0,0,0,0,0,0,0,0,0,0,0,0,0,0,0,0,0,0,0,0,0,0,0,0,0,0,0,0,0]
[2035,150,0,0,0,0,0,0,0,0,0,0,0,0,0,0,0,0,0,0,0,0,0,0,0,0,0,0,0,0,0,0,0,0,0,0,0,0,0,0,0,0,0,0,0,0,0,0,0,0,0,0,0,0,0]
[2036,8,8174,8760,1871,4553,2818,1843,832,7733,7728,8760,8760,1684,8760,8694,8716,8755,5993,7206,4340,7438,5934,8749,8157,7379,8408,4705,4873,513,8633,8174,8750,5250,8760,7028,8760,7538,6830,0,8760,2944,7801,7374,0,0,26,2927,3328,2829,7687,8760,0,0,8181]
[2036,12,7124,8707,606,1934,940,350,142,6494,5251,8760,8752,765,8760,8631,8615,8754,3285,5307,1832,5962,4689,8048,5937,5860,6601,3775,3124,209,6989,7124,8327,3550,8010,5707,8760,5993,5584,0,7685,356,5192,4817,0,0,0,1310,1948,1080,5819,8760,0,0,6578]
[2036,17,5582,6725,119,584,177,40,43,4167,3220,8760,7642,300,8705,8329,7844,7304,1151,2008,606,3860,2869,6515,2737,4069,4618,2772,1317,62,4506,5582,6871,1541,6370,3140,8679,4318,4337,0,5677,0,2073,1908,0,0,0,388,605,297,3756,8760,0,0,4924]
[2036,24,4028,3884,28,67,38,1,4,1763,480,8692,5972,66,7588,7286,6484,4608,152,363,75,1701,929,4720,777,2847,1510,986,267,19,1444,4028,4809,313,3974,1140,6515,1829,2592,0,2792,0,487,466,0,0,0,50,104,54,1889,8698,0,0,1546]
[2036,29,3448,1639,5,23,6,0,0,856,46,8336,4818,29,5972,5950,6010,2461,56,83,1,944,270,3751,269,2021,548,271,94,6,465,3448,4019,86,2322,419,4298,908,1686,0,939,0,119,121,0,0,0,11,27,30,707,7773,0,0,577]
[2036,34,2875,619,0,0,0,0,0,404,2,7409,3253,17,4564,4560,5592,1140,17,33,0,499,92,2351,46,849,172,26,44,0,93,2875,3344,36,1378,147,3220,356,1020,0,245,0,43,30,0,0,0,0,7,16,205,5571,0,0,183]
[2036,36,2637,395,0,0,0,0,0,289,0,6943,2703,12,4146,4036,5237,774,10,20,0,391,72,1771,24,486,121,4,31,0,54,2637,2951,26,1091,96,2963,206,806,0,151,0,28,23,0,0,0,0,4,13,132,4727,0,0,123]
[2036,42,1783,113,0,0,0,0,0,63,0,5445,1574,7,3175,2977,4308,229,0,3,0,144,30,647,4,71,41,0,8,0,14,1783,1603,9,473,37,2180,59,284,0,65,0,5,12,0,0,0,0,0,6,32,3162,0,0,60]
[2036,51,382,38,0,0,0,0,0,8,0,3031,590,2,2123,1924,3609,62,0,0,0,38,1,127,0,8,9,0,0,0,0,382,406,0,91,7,638,12,33,0,14,0,0,3,0,0,0,0,0,3,9,1576,0,0,16]
[2036,53,245,29,0,0,0,0,0,5,0,2560,460,0,1804,1653,3366,50,0,0,0,30,0,108,0,1,2,0,0,0,0,245,274,0,65,3,405,7,20,0,9,0,0,1,0,0,0,0,0,2,6,1135,0,0,10]
[2036,59,19,8,0,0,0,0,0,0,0,1455,202,0,918,863,2779,25,0,0,0,12,0,61,0,0,0,0,0,0,0,19,108,0,28,0,97,0,8,0,0,0,0,0,0,0,0,0,0,0,0,304,0,0,2]
[2036,62,6,5,0,0,0,0,0,0,0,1086,155,0,622,545,2618,16,0,0,0,8,0,43,0,0,0,0,0,0,0,6,84,0,22,0,54,0,2,0,0,0,0,0,0,0,0,0,0,0,0,136,0,0,0]
[2036,70,0,0,0,0,0,0,0,0,0,397,85,0,195,16,2211,2,0,0,0,0,0,14,0,0,0,0,0,0,0,0,33,0,5,0,9,0,0,0,0,0,0,0,0,0,0,0,0,0,0,47,0,0,0]
[2036,77,0,0,0,0,0,0,0,0,0,144,54,0,40,0,1725,0,0,0,0,0,0,0,0,0,0,0,0,0,0,0,14,0,1,0,0,0,0,0,0,0,0,0,0,0,0,0,0,0,0,2,0,0,0]
[2036,82,0,0,0,0,0,0,0,0,0,68,37,0,14,0,1109,0,0,0,0,0,0,0,0,0,0,0,0,0,0,0,7,0,0,0,0,0,0,0,0,0,0,0,0,0,0,0,0,0,0,0,0,0,0]
[2036,88,0,0,0,0,0,0,0,0,0,27,22,0,6,0,310,0,0,0,0,0,0,0,0,0,0,0,0,0,0,0,0,0,0,0,0,0,0,0,0,0,0,0,0,0,0,0,0,0,0,0,0,0,0]
[2036,94,0,0,0,0,0,0,0,0,0,8,11,0,0,0,28,0,0,0,0,0,0,0,0,0,0,0,0,0,0,0,0,0,0,0,0,0,0,0,0,0,0,0,0,0,0,0,0,0,0,0,0,0,0]
[2036,99,0,0,0,0,0,0,0,0,0,4,3,0,0,0,0,0,0,0,0,0,0,0,0,0,0,0,0,0,0,0,0,0,0,0,0,0,0,0,0,0,0,0,0,0,0,0,0,0,0,0,0,0,0]
[2036,100,0,0,0,0,0,0,0,0,0,3,2,0,0,0,0,0,0,0,0,0,0,0,0,0,0,0,0,0,0,0,0,0,0,0,0,0,0,0,0,0,0,0,0,0,0,0,0,0,0,0,0,0,0]
[2036,105,0,0,0,0,0,0,0,0,0,0,0,0,0,0,0,0,0,0,0,0,0,0,0,0,0,0,0,0,0,0,0,0,0,0,0,0,0,0,0,0,0,0,0,0,0,0,0,0,0,0,0,0,0]
[2036,112,0,0,0,0,0,0,0,0,0,0,0,0,0,0,0,0,0,0,0,0,0,0,0,0,0,0,0,0,0,0,0,0,0,0,0,0,0,0,0,0,0,0,0,0,0,0,0,0,0,0,0,0,0]
[2036,117,0,0,0,0,0,0,0,0,0,0,0,0,0,0,0,0,0,0,0,0,0,0,0,0,0,0,0,0,0,0,0,0,0,0,0,0,0,0,0,0,0,0,0,0,0,0,0,0,0,0,0,0,0]
[2036,122,0,0,0,0,0,0,0,0,0,0,0,0,0,0,0,0,0,0,0,0,0,0,0,0,0,0,0,0,0,0,0,0,0,0,0,0,0,0,0,0,0,0,0,0,0,0,0,0,0,0,0,0,0]
[2036,129,0,0,0,0,0,0,0,0,0,0,0,0,0,0,0,0,0,0,0,0,0,0,0,0,0,0,0,0,0,0,0,0,0,0,0,0,0,0,0,0,0,0,0,0,0,0,0,0,0,0,0,0,0]
[2036,137,0,0,0,0,0,0,0,0,0,0,0,0,0,0,0,0,0,0,0,0,0,0,0,0,0,0,0,0,0,0,0,0,0,0,0,0,0,0,0,0,0,0,0,0,0,0,0,0,0,0,0,0,0]
[2036,140,0,0,0,0,0,0,0,0,0,0,0,0,0,0,0,0,0,0,0,0,0,0,0,0,0,0,0,0,0,0,0,0,0,0,0,0,0,0,0,0,0,0,0,0,0,0,0,0,0,0,0,0,0]
[2036,146,0,0,0,0,0,0,0,0,0,0,0,0,0,0,0,0,0,0,0,0,0,0,0,0,0,0,0,0,0,0,0,0,0,0,0,0,0,0,0,0,0,0,0,0,0,0,0,0,0,0,0,0,0]
[2036,148,0,0,0,0,0,0,0,0,0,0,0,0,0,0,0,0,0,0,0,0,0,0,0,0,0,0,0,0,0,0,0,0,0,0,0,0,0,0,0,0,0,0,0,0,0,0,0,0,0,0,0,0,0]
[2037,8,8246,8760,1998,4816,2962,1979,1010,7825,7824,8760,8760,1943,8760,8699,8725,8755,6150,7361,4582,7579,6038,8756,8277,7551,8552,4974,5091,572,8681,8246,8757,5411,8760,7137,8760,7706,6958,0,8760,3057,7936,7615,0,0,29,3132,3418,3121,7821,8760,0,0,8269]
[2037,13,6978,8426,504,1645,759,249,124,6262,4973,8760,8711,724,8760,8617,8598,8746,2892,4815,1552,5768,4502,7900,5523,5664,6352,3762,2912,181,6636,6978,8245,3268,7889,5486,8757,5822,5461,0,7368,154,4644,4562,0,0,0,1158,1707,963,5569,8760,0,0,6277]
[2037,15,6400,7585,267,1049,419,92,69,5481,4269,8760,8191,510,8759,8545,8425,8224,1965,3244,950,4927,3899,7239,4163,4726,5621,3388,2077,105,5590,6400,7788,2379,7204,4497,8742,5138,4983,0,6462,14,3236,3285,0,0,0,731,1107,592,4710,8760,0,0,5718]
[2037,20,4856,5799,60,270,91,15,25,3070,2368,8757,7048,197,8514,8069,7320,6310,578,1140,381,2979,1973,5939,1777,3597,3536,2387,856,49,3020,4856,6108,961,5719,2204,8553,3369,3719,0,4900,0,1246,1225,0,0,0,194,291,164,3109,8760,0,0,3247]
[2037,25,3988,3430,24,64,31,0,4,1651,377,8676,5864,66,7491,7215,6455,4440,126,314,57,1601,854,4649,710,2804,1389,1014,252,18,1299,3988,4770,281,3919,1047,6179,1759,2544,0,2544,0,437,445,0,0,0,44,91,50,1785,8665,0,0,1386]
[2037,32,{"$f":"INDEX(D2889:BC2889,MATCH($C$7,$D$7:$BC$7,0))","v":3200},974,0,7,0,0,0,598,12,7982,4111,25,5265,5307,5860,1744,39,51,0,712,158,3188,140,1520,307,141,61,2,213,3200,3709,54,1900,229,3778,629,1403,0,475,0,64,64,0,0,0,5,14,20,378,6746,0,0,325]
[2037,37,2618,350,0,0,0,0,0,269,0,6898,2627,14,4107,4022,5229,738,10,18,0,371,69,1725,22,463,114,5,28,0,50,2618,2948,24,1102,92,2925,200,793,0,141,0,24,23,0,0,0,0,4,13,122,4532,0,0,115]
[2037,41,2093,140,0,0,0,0,0,100,0,5905,1876,8,3451,3277,4549,329,0,9,0,204,39,934,8,133,56,0,12,0,16,2093,2043,11,668,51,2423,88,425,0,82,0,9,12,0,0,0,0,0,8,51,3453,0,0,73]
[2037,49,671,54,0,0,0,0,0,14,0,3842,819,4,2489,2267,3845,85,0,0,0,50,6,191,0,14,18,0,0,0,0,671,667,3,172,12,1021,22,61,0,25,0,0,5,0,0,0,0,0,5,11,2165,0,0,25]
[2037,54,249,27,0,0,0,0,0,4,0,2578,452,1,1808,1688,3392,50,0,0,0,29,0,109,0,1,1,0,0,0,0,249,279,0,70,3,392,7,21,0,9,0,0,1,0,0,0,0,0,2,6,1090,0,0,8]
[2037,58,57,12,0,0,0,0,0,2,0,1788,271,0,1176,1077,2939,33,0,0,0,16,0,74,0,0,0,0,0,0,0,57,136,0,43,0,143,2,12,0,0,0,0,0,0,0,0,0,0,0,1,493,0,0,3]
[2037,66,0,0,0,0,0,0,0,0,0,806,120,0,429,270,2491,8,0,0,0,5,0,31,0,0,0,0,0,0,0,0,63,0,15,0,31,0,0,0,0,0,0,0,0,0,0,0,0,0,0,85,0,0,0]
[2037,71,0,0,0,0,0,0,0,0,0,409,85,0,208,20,2237,2,0,0,0,0,0,15,0,0,0,0,0,0,0,0,35,0,6,0,9,0,0,0,0,0,0,0,0,0,0,0,0,0,0,47,0,0,0]
[2037,73,0,0,0,0,0,0,0,0,0,335,80,0,144,6,2123,1,0,0,0,0,0,12,0,0,0,0,0,0,0,0,26,0,4,0,1,0,0,0,0,0,0,0,0,0,0,0,0,0,0,30,0,0,0]
[2037,83,0,0,0,0,0,0,0,0,0,69,37,0,15,0,1205,0,0,0,0,0,0,0,0,0,0,0,0,0,0,0,7,0,0,0,0,0,0,0,0,0,0,0,0,0,0,0,0,0,0,0,0,0,0]
[2037,88,0,0,0,0,0,0,0,0,0,35,25,0,7,0,495,0,0,0,0,0,0,0,0,0,0,0,0,0,0,0,0,0,0,0,0,0,0,0,0,0,0,0,0,0,0,0,0,0,0,0,0,0,0]
[2037,90,0,0,0,0,0,0,0,0,0,24,21,0,6,0,293,0,0,0,0,0,0,0,0,0,0,0,0,0,0,0,0,0,0,0,0,0,0,0,0,0,0,0,0,0,0,0,0,0,0,0,0,0,0]
[2037,95,0,0,0,0,0,0,0,0,0,11,13,0,1,0,37,0,0,0,0,0,0,0,0,0,0,0,0,0,0,0,0,0,0,0,0,0,0,0,0,0,0,0,0,0,0,0,0,0,0,0,0,0,0]
[2037,101,0,0,0,0,0,0,0,0,0,3,2,0,0,0,0,0,0,0,0,0,0,0,0,0,0,0,0,0,0,0,0,0,0,0,0,0,0,0,0,0,0,0,0,0,0,0,0,0,0,0,0,0,0]
[2037,107,0,0,0,0,0,0,0,0,0,0,0,0,0,0,0,0,0,0,0,0,0,0,0,0,0,0,0,0,0,0,0,0,0,0,0,0,0,0,0,0,0,0,0,0,0,0,0,0,0,0,0,0,0]
[2037,112,0,0,0,0,0,0,0,0,0,0,0,0,0,0,0,0,0,0,0,0,0,0,0,0,0,0,0,0,0,0,0,0,0,0,0,0,0,0,0,0,0,0,0,0,0,0,0,0,0,0,0,0,0]
[2037,116,0,0,0,0,0,0,0,0,0,0,0,0,0,0,0,0,0,0,0,0,0,0,0,0,0,0,0,0,0,0,0,0,0,0,0,0,0,0,0,0,0,0,0,0,0,0,0,0,0,0,0,0,0]
[2037,124,0,0,0,0,0,0,0,0,0,0,0,0,0,0,0,0,0,0,0,0,0,0,0,0,0,0,0,0,0,0,0,0,0,0,0,0,0,0,0,0,0,0,0,0,0,0,0,0,0,0,0,0,0]
[2037,129,0,0,0,0,0,0,0,0,0,0,0,0,0,0,0,0,0,0,0,0,0,0,0,0,0,0,0,0,0,0,0,0,0,0,0,0,0,0,0,0,0,0,0,0,0,0,0,0,0,0,0,0,0]
[2037,133,0,0,0,0,0,0,0,0,0,0,0,0,0,0,0,0,0,0,0,0,0,0,0,0,0,0,0,0,0,0,0,0,0,0,0,0,0,0,0,0,0,0,0,0,0,0,0,0,0,0,0,0,0]
[2037,141,0,0,0,0,0,0,0,0,0,0,0,0,0,0,0,0,0,0,0,0,0,0,0,0,0,0,0,0,0,0,0,0,0,0,0,0,0,0,0,0,0,0,0,0,0,0,0,0,0,0,0,0,0]
[2037,146,0,0,0,0,0,0,0,0,0,0,0,0,0,0,0,0,0,0,0,0,0,0,0,0,0,0,0,0,0,0,0,0,0,0,0,0,0,0,0,0,0,0,0,0,0,0,0,0,0,0,0,0,0]
[2037,150,0,0,0,0,0,0,0,0,0,0,0,0,0,0,0,0,0,0,0,0,0,0,0,0,0,0,0,0,0,0,0,0,0,0,0,0,0,0,0,0,0,0,0,0,0,0,0,0,0,0,0,0,0]
[2038,8,8319,8760,2146,5007,3097,2116,1183,7925,7927,8760,8760,2212,8760,8703,8733,8755,6283,7480,4880,7704,6133,8758,8402,7704,8660,5253,5279,633,8704,8319,8759,5556,8760,7229,8760,7856,7070,0,8760,3159,8055,7835,0,0,31,3366,3507,3438,7958,8760,0,0,8365]
[2038,9,8163,8760,1638,4092,2440,1408,905,7621,7435,8760,8760,1819,8760,8694,8717,8755,5744,6973,3872,7374,5887,8747,8000,7358,8134,4923,4883,525,8451,8163,8752,5134,8760,6866,8760,7514,6832,0,8760,2494,7526,7385,0,0,13,2781,3207,2781,7616,8760,0,0,7885]
[2038,15,6578,7633,297,1100,458,105,85,5670,4410,8760,8318,586,8759,8575,8501,8398,2126,3505,1027,5131,4042,7431,4435,4960,5756,3582,2321,127,5733,6578,7958,2564,7396,4706,8746,5339,5124,0,6604,16,3470,3688,0,0,0,805,1201,677,4920,8760,0,0,5778]
[2038,20,5014,5866,64,310,98,17,30,3214,2523,8757,7180,244,8577,8148,7468,6533,638,1247,417,3139,2132,6106,1946,3723,3800,2590,967,53,3185,5014,6371,1078,5931,2354,8599,3594,3888,0,5022,0,1360,1379,0,0,0,220,326,191,3245,8760,0,0,3432]
[2038,26,3958,3037,22,56,28,0,4,1527,303,8669,5758,66,7390,7154,6420,4262,114,274,48,1536,790,4573,646,2748,1267,1035,237,16,1154,3958,4748,258,3866,967,5859,1680,2486,0,2317,0,390,425,0,0,0,38,81,46,1695,8595,0,0,1237]
[2038,32,3279,1050,0,10,0,0,0,650,19,8110,4306,26,5463,5548,5924,1939,41,54,0,762,183,3411,168,1704,358,222,67,4,243,3279,3837,64,2092,265,3899,714,1509,0,590,0,74,80,0,0,0,6,17,24,451,6926,0,0,362]
[2038,38,2600,302,0,0,0,0,0,253,0,6857,2558,14,4074,4005,5220,704,6,17,0,363,63,1686,20,450,105,8,28,0,43,2600,2945,22,1111,87,2883,190,775,0,133,0,24,23,0,0,0,0,4,13,117,4370,0,0,108]
[2038,43,1946,113,0,0,0,0,0,68,0,5624,1657,8,3293,3139,4414,259,0,4,0,162,32,769,4,96,45,0,10,0,16,1946,1835,10,581,42,2264,72,351,0,66,0,5,12,0,0,0,0,0,8,43,3186,0,0,61]
[2038,49,793,58,0,0,0,0,0,16,0,4128,910,5,2582,2384,3912,99,0,0,0,55,10,225,0,22,21,0,0,0,2,793,793,3,222,14,1160,27,78,0,29,0,0,5,0,0,0,0,0,5,16,2280,0,0,28]
[2038,55,255,25,0,0,0,0,0,3,0,2600,451,1,1819,1713,3419,50,0,0,0,29,0,110,0,2,1,0,0,0,0,255,292,0,73,2,384,7,21,0,9,0,0,2,0,0,0,0,0,2,6,1046,0,0,8]
[2038,60,36,8,0,0,0,0,0,0,0,1647,225,0,1074,989,2878,29,0,0,0,12,0,68,0,0,0,0,0,0,0,36,124,0,39,0,114,2,10,0,0,0,0,0,0,0,0,0,0,0,0,365,0,0,2]
[2038,66,0,2,0,0,0,0,0,0,0,915,128,0,511,412,2552,12,0,0,0,6,0,36,0,0,0,0,0,0,0,0,74,0,19,0,39,0,1,0,0,0,0,0,0,0,0,0,0,0,0,98,0,0,0]
[2038,69,0,0,0,0,0,0,0,0,0,662,104,0,341,156,2410,4,0,0,0,2,0,22,0,0,0,0,0,0,0,0,52,0,14,0,22,0,0,0,0,0,0,0,0,0,0,0,0,0,0,66,0,0,0]
[2038,78,0,0,0,0,0,0,0,0,0,208,58,0,57,0,1880,0,0,0,0,0,0,2,0,0,0,0,0,0,0,0,17,0,3,0,0,0,0,0,0,0,0,0,0,0,0,0,0,0,0,7,0,0,0]
[2038,79,0,0,0,0,0,0,0,0,0,178,55,0,45,0,1811,0,0,0,0,0,0,0,0,0,0,0,0,0,0,0,15,0,2,0,0,0,0,0,0,0,0,0,0,0,0,0,0,0,0,2,0,0,0]
[2038,86,0,0,0,0,0,0,0,0,0,56,34,0,14,0,1027,0,0,0,0,0,0,0,0,0,0,0,0,0,0,0,5,0,0,0,0,0,0,0,0,0,0,0,0,0,0,0,0,0,0,0,0,0,0]
[2038,90,0,0,0,0,0,0,0,0,0,30,24,0,7,0,468,0,0,0,0,0,0,0,0,0,0,0,0,0,0,0,0,0,0,0,0,0,0,0,0,0,0,0,0,0,0,0,0,0,0,0,0,0,0]
[2038,96,0,0,0,0,0,0,0,0,0,14,13,0,1,0,57,0,0,0,0,0,0,0,0,0,0,0,0,0,0,0,0,0,0,0,0,0,0,0,0,0,0,0,0,0,0,0,0,0,0,0,0,0,0]
[2038,103,0,0,0,0,0,0,0,0,0,3,2,0,0,0,0,0,0,0,0,0,0,0,0,0,0,0,0,0,0,0,0,0,0,0,0,0,0,0,0,0,0,0,0,0,0,0,0,0,0,0,0,0,0]
[2038,108,0,0,0,0,0,0,0,0,0,0,0,0,0,0,0,0,0,0,0,0,0,0,0,0,0,0,0,0,0,0,0,0,0,0,0,0,0,0,0,0,0,0,0,0,0,0,0,0,0,0,0,0,0]
[2038,113,0,0,0,0,0,0,0,0,0,0,0,0,0,0,0,0,0,0,0,0,0,0,0,0,0,0,0,0,0,0,0,0,0,0,0,0,0,0,0,0,0,0,0,0,0,0,0,0,0,0,0,0,0]
[2038,120,0,0,0,0,0,0,0,0,0,0,0,0,0,0,0,0,0,0,0,0,0,0,0,0,0,0,0,0,0,0,0,0,0,0,0,0,0,0,0,0,0,0,0,0,0,0,0,0,0,0,0,0,0]
[2038,125,0,0,0,0,0,0,0,0,0,0,0,0,0,0,0,0,0,0,0,0,0,0,0,0,0,0,0,0,0,0,0,0,0,0,0,0,0,0,0,0,0,0,0,0,0,0,0,0,0,0,0,0,0]
[2038,129,0,0,0,0,0,0,0,0,0,0,0,0,0,0,0,0,0,0,0,0,0,0,0,0,0,0,0,0,0,0,0,0,0,0,0,0,0,0,0,0,0,0,0,0,0,0,0,0,0,0,0,0,0]
[2038,136,0,0,0,0,0,0,0,0,0,0,0,0,0,0,0,0,0,0,0,0,0,0,0,0,0,0,0,0,0,0,0,0,0,0,0,0,0,0,0,0,0,0,0,0,0,0,0,0,0,0,0,0,0]
[2038,142,0,0,0,0,0,0,0,0,0,0,0,0,0,0,0,0,0,0,0,0,0,0,0,0,0,0,0,0,0,0,0,0,0,0,0,0,0,0,0,0,0,0,0,0,0,0,0,0,0,0,0,0,0]
[2038,146,0,0,0,0,0,0,0,0,0,0,0,0,0,0,0,0,0,0,0,0,0,0,0,0,0,0,0,0,0,0,0,0,0,0,0,0,0,0,0,0,0,0,0,0,0,0,0,0,0,0,0,0,0]
[2038,149,0,0,0,0,0,0,0,0,0,0,0,0,0,0,0,0,0,0,0,0,0,0,0,0,0,0,0,0,0,0,0,0,0,0,0,0,0,0,0,0,0,0,0,0,0,0,0,0,0,0,0,0,0]
[2039,4,8717,8760,5842,7848,7316,6269,3236,8760,8760,8760,8760,4436,8760,8747,8760,8755,8517,8760,8126,8719,7714,8759,8760,8650,8759,6962,7233,1369,8760,8717,8759,7558,8760,8760,8760,8690,8164,0,8760,7394,8748,8758,0,0,2198,6273,4700,7320,8726,8760,0,0,8760]
[2039,13,7318,8554,596,1879,879,295,249,6512,5221,8760,8758,950,8760,8652,8646,8754,3281,5265,1789,6085,4782,8204,5980,6118,6588,4085,3392,270,6864,7318,8465,3694,8303,5726,8760,6215,5759,0,7626,257,5135,5287,0,0,0,1374,1952,1259,6029,8760,0,0,6458]
[2039,16,6439,7337,238,961,348,77,77,5364,4134,8760,8173,565,8759,8554,8461,8206,1888,3052,883,4912,3877,7279,4015,4779,5517,3567,2144,113,5380,6439,7860,2374,7300,4355,8736,5183,5026,0,6328,4,3094,3452,0,0,0,710,1050,611,4707,8760,0,0,5574]
[2039,22,4693,5381,54,165,71,11,21,2709,1912,8752,6843,192,8372,7982,7180,5987,408,865,285,2657,1717,5760,1470,3484,2847,2394,719,48,2392,4693,5945,815,5595,1913,8366,3110,3548,0,4444,0,981,1124,0,0,0,152,222,135,2885,8758,0,0,2569]
[2039,26,4037,3183,23,64,30,0,4,1646,376,8691,5890,79,7563,7338,6518,4521,128,309,56,1648,885,4735,716,2860,1388,1279,269,21,1247,4037,4876,300,4180,1053,6189,1848,2622,0,2529,0,437,517,0,0,0,48,91,55,1853,8640,0,0,1332]
[2039,27,3923,2668,19,45,22,0,3,1417,240,8656,5678,66,7300,7103,6391,4076,107,244,42,1471,718,4504,578,2696,1163,1049,219,15,1049,3923,4716,232,3813,878,5581,1608,2430,0,2106,0,351,405,0,0,0,35,75,44,1608,8511,0,0,1081]
[2039,28,3819,2256,14,41,16,0,3,1250,160,8598,5464,57,7012,6802,6275,3621,88,175,24,1327,578,4328,473,2542,964,795,169,13,849,3819,4534,185,3459,723,5116,1419,2226,0,1690,0,271,316,0,0,0,29,60,38,1368,8363,0,0,878]
[2039,29,3715,1952,10,31,10,0,2,1069,109,8535,5268,50,6692,6523,6179,3205,75,129,6,1177,446,4159,375,2386,774,654,140,11,668,3715,4399,135,3112,598,4744,1264,2047,0,1383,0,205,250,0,0,0,19,46,34,1158,8138,0,0,729]
[2039,30,3612,1630,6,27,6,0,0,925,63,8443,5034,45,6395,6331,6099,2817,65,100,2,1056,351,4016,305,2239,645,528,115,8,521,3612,4249,102,2787,491,4482,1096,1875,0,1111,0,148,191,0,0,0,13,38,31,929,7841,0,0,604]
[2039,31,3477,1382,3,17,3,0,0,816,44,8355,4787,38,6007,6076,6042,2445,53,74,0,934,268,3813,253,2074,515,415,94,7,389,3477,4113,86,2504,399,4237,938,1714,0,869,0,114,145,0,0,0,11,27,30,715,7490,0,0,486]
[2039,32,3370,1134,1,13,2,0,0,706,27,8237,4475,30,5680,5811,5980,2114,45,60,0,827,208,3584,196,1858,411,329,80,6,287,3370,3967,74,2293,312,4027,813,1603,0,673,0,88,108,0,0,0,8,21,28,549,7092,0,0,393]
[2039,33,3256,912,0,7,0,0,0,608,15,8066,4203,26,5385,5510,5920,1834,39,51,0,740,172,3358,144,1650,325,242,65,3,213,3256,3815,59,2087,240,3816,689,1491,0,511,0,67,80,0,0,0,6,15,24,419,6684,0,0,316]
[2039,34,3149,757,0,5,0,0,0,535,7,7885,3889,25,5138,5235,5840,1594,34,43,0,652,135,3053,100,1418,257,157,57,2,159,3149,3694,51,1896,192,3597,574,1337,0,398,0,58,64,0,0,0,3,12,20,335,6209,0,0,249]
[2039,35,3050,639,0,3,0,0,0,451,4,7685,3576,23,4886,4987,5775,1365,26,37,0,570,110,2762,65,1162,198,107,52,1,113,3050,3560,46,1729,172,3385,456,1207,0,314,0,49,48,0,0,0,1,10,19,263,5745,0,0,203]
[2039,36,2932,514,0,0,0,0,0,396,2,7497,3263,20,4649,4736,5676,1169,17,32,0,503,94,2464,45,928,166,75,45,0,84,2932,3454,38,1564,145,3203,377,1076,0,237,0,43,40,0,0,0,0,7,18,215,5313,0,0,159]
[2039,37,2815,414,0,0,0,0,0,328,0,7270,3007,18,4434,4474,5565,985,12,25,0,441,82,2194,33,752,140,52,38,0,63,2815,3330,32,1402,121,3057,312,970,0,185,0,36,30,0,0,0,0,5,16,175,4909,0,0,130]
[2039,38,2696,331,0,0,0,0,0,282,0,7054,2733,17,4229,4227,5400,817,10,20,0,393,73,1895,24,563,120,24,33,0,51,2696,3163,27,1243,96,2962,237,870,0,152,0,29,25,0,0,0,0,4,13,140,4534,0,0,115]
[2039,39,2581,259,0,0,0,0,0,229,0,6825,2496,15,4042,3995,5205,677,5,16,0,352,58,1656,20,440,97,11,28,0,38,2581,2943,20,1123,84,2852,179,765,0,127,0,24,23,0,0,0,0,4,13,113,4205,0,0,103]
[2039,40,2466,215,0,0,0,0,0,192,0,6615,2301,11,3891,3773,5012,553,1,15,0,302,51,1437,14,331,81,4,24,0,29,2466,2736,15,1010,71,2749,148,661,0,111,0,21,21,0,0,0,0,2,11,84,3926,0,0,90]
[2039,41,2348,167,0,0,0,0,0,140,0,6350,2123,10,3711,3600,4868,446,0,12,0,251,46,1253,12,259,72,2,17,0,25,2348,2516,12,887,65,2632,119,573,0,96,0,17,18,0,0,0,0,0,10,68,3697,0,0,78]
[2039,42,2210,137,0,0,0,0,0,109,0,6115,1946,10,3543,3434,4699,368,0,10,0,217,42,1067,10,180,62,0,14,0,18,2210,2282,11,797,57,2473,102,488,0,86,0,10,14,0,0,0,0,0,8,54,3473,0,0,74]
[2039,43,2071,118,0,0,0,0,0,89,0,5843,1788,10,3414,3274,4549,292,0,9,0,186,37,904,4,121,52,0,12,0,16,2071,2069,11,693,48,2355,85,412,0,73,0,7,12,0,0,0,0,0,8,50,3278,0,0,64]
[2039,44,1929,106,0,0,0,0,0,63,0,5590,1622,8,3278,3140,4418,248,0,3,0,154,32,757,4,94,44,0,9,0,14,1929,1839,10,598,39,2223,70,342,0,66,0,5,12,0,0,0,0,0,8,41,3116,0,0,60]
[2039,45,1745,93,0,0,0,0,0,46,0,5390,1468,8,3131,2996,4316,211,0,1,0,128,28,613,2,67,40,0,8,0,11,1745,1638,8,518,34,2071,57,272,0,60,0,5,12,0,0,0,0,0,6,30,2960,0,0,54]
[2039,46,1527,79,0,0,0,0,0,39,0,5147,1353,7,3015,2859,4220,175,0,0,0,104,23,493,2,54,35,0,6,0,8,1527,1453,6,448,27,1916,51,220,0,52,0,3,11,0,0,0,0,0,6,28,2795,0,0,48]
[2039,47,1343,75,0,0,0,0,0,30,0,4908,1226,6,2900,2737,4134,148,0,0,0,88,15,396,1,42,29,0,4,0,7,1343,1258,5,387,25,1702,46,175,0,43,0,3,9,0,0,0,0,0,6,26,2640,0,0,41]
[2039,48,1127,68,0,0,0,0,0,23,0,4642,1118,5,2794,2598,4044,129,0,0,0,72,14,331,1,33,27,0,1,0,4,1127,1097,4,323,21,1492,40,130,0,37,0,0,8,0,0,0,0,0,6,19,2523,0,0,34]
[2039,49,940,60,0,0,0,0,0,20,0,4379,1002,5,2696,2485,3980,110,0,0,0,61,11,268,1,29,24,0,0,0,2,940,934,3,274,19,1284,33,101,0,31,0,0,7,0,0,0,0,0,5,17,2390,0,0,32]
[2039,50,793,55,0,0,0,0,0,15,0,4124,892,5,2581,2391,3917,97,0,0,0,54,9,224,0,22,21,0,0,0,1,793,795,3,232,12,1120,27,78,0,29,0,0,6,0,0,0,0,0,5,14,2221,0,0,27]
[2039,51,672,48,0,0,0,0,0,10,0,3849,792,4,2479,2295,3860,84,0,0,0,49,3,191,0,14,17,0,0,0,0,672,694,3,193,11,961,22,61,0,25,0,0,5,0,0,0,0,0,5,10,2041,0,0,22]
[2039,52,{"$f":"INDEX(D3209:BC3209,MATCH($C$7,$D$7:$BC$7,0))","v":555},42,0,0,0,0,0,9,0,3612,701,4,2363,2196,3798,73,0,0,0,45,2,171,0,10,14,0,0,0,0,555,593,3,158,9,820,19,49,0,20,0,0,5,0,0,0,0,0,4,10,1832,0,0,17]
[2039,53,478,35,0,0,0,0,0,8,0,3344,622,4,2257,2094,3728,68,0,0,0,41,1,144,0,8,10,0,0,0,0,478,511,0,134,8,707,14,41,0,17,0,0,5,0,0,0,0,0,3,9,1598,0,0,16]
[2039,54,402,32,0,0,0,0,0,7,0,3066,562,3,2126,1981,3657,59,0,0,0,38,1,128,0,8,7,0,0,0,0,402,443,0,108,6,580,12,33,0,13,0,0,5,0,0,0,0,0,3,9,1374,0,0,12]
[2039,55,321,27,0,0,0,0,0,6,0,2830,499,2,1976,1874,3569,54,0,0,0,36,1,116,0,6,3,0,0,0,0,321,381,0,94,3,466,10,25,0,10,0,0,3,0,0,0,0,0,3,8,1174,0,0,10]
[2039,56,259,23,0,0,0,0,0,3,0,2613,447,2,1830,1733,3447,50,0,0,0,28,0,110,0,2,1,0,0,0,0,259,303,0,76,2,373,7,21,0,9,0,0,2,0,0,0,0,0,2,6,992,0,0,8]
[2039,57,194,19,0,0,0,0,0,2,0,2367,398,1,1667,1585,3324,46,0,0,0,23,0,103,0,1,1,0,0,0,0,194,260,0,68,0,286,6,17,0,9,0,0,1,0,0,0,0,0,2,6,821,0,0,7]
[2039,58,149,17,0,0,0,0,0,2,0,2177,349,0,1515,1422,3191,41,0,0,0,21,0,96,0,0,1,0,0,0,0,149,219,0,60,0,214,6,14,0,8,0,0,1,0,0,0,0,0,2,4,695,0,0,7]
[2039,59,105,13,0,0,0,0,0,2,0,2003,305,0,1354,1277,3073,37,0,0,0,17,0,80,0,0,0,0,0,0,0,105,183,0,52,0,165,3,13,0,4,0,0,0,0,0,0,0,0,0,3,555,0,0,4]
[2039,60,65,10,0,0,0,0,0,1,0,1828,260,0,1204,1132,2986,33,0,0,0,16,0,74,0,0,0,0,0,0,0,65,151,0,47,0,136,2,13,0,0,0,0,0,0,0,0,0,0,0,1,447,0,0,3]
[2039,61,38,8,0,0,0,0,0,0,0,1662,223,0,1093,1019,2899,29,0,0,0,12,0,68,0,0,0,0,0,0,0,38,128,0,42,0,113,2,10,0,0,0,0,0,0,0,0,0,0,0,0,348,0,0,2]
[2039,62,27,8,0,0,0,0,0,0,0,1529,201,0,984,938,2832,25,0,0,0,12,0,63,0,0,0,0,0,0,0,27,119,0,37,0,94,0,10,0,0,0,0,0,0,0,0,0,0,0,0,263,0,0,0]
[2039,63,16,7,0,0,0,0,0,0,0,1396,180,0,852,849,2775,23,0,0,0,9,0,59,0,0,0,0,0,0,0,16,108,0,32,0,82,0,7,0,0,0,0,0,0,0,0,0,0,0,0,205,0,0,0]
[2039,64,11,5,0,0,0,0,0,0,0,1283,164,0,752,747,2723,20,0,0,0,9,0,54,0,0,0,0,0,0,0,11,97,0,26,0,67,0,4,0,0,0,0,0,0,0,0,0,0,0,0,155,0,0,0]
[2039,65,6,3,0,0,0,0,0,0,0,1158,155,0,678,645,2673,17,0,0,0,8,0,44,0,0,0,0,0,0,0,6,90,0,26,0,55,0,3,0,0,0,0,0,0,0,0,0,0,0,0,128,0,0,0]
[2039,66,3,2,0,0,0,0,0,0,0,1058,139,0,592,546,2619,15,0,0,0,8,0,41,0,0,0,0,0,0,0,3,84,0,22,0,47,0,2,0,0,0,0,0,0,0,0,0,0,0,0,106,0,0,0]
[2039,67,0,1,0,0,0,0,0,0,0,943,128,0,520,440,2568,14,0,0,0,6,0,38,0,0,0,0,0,0,0,0,76,0,20,0,39,0,1,0,0,0,0,0,0,0,0,0,0,0,0,92,0,0,0]
[2039,68,0,0,0,0,0,0,0,0,0,842,120,0,462,352,2523,9,0,0,0,5,0,32,0,0,0,0,0,0,0,0,66,0,18,0,31,0,0,0,0,0,0,0,0,0,0,0,0,0,0,81,0,0,0]
[2039,69,0,0,0,0,0,0,0,0,0,763,111,0,412,256,2478,6,0,0,0,3,0,30,0,0,0,0,0,0,0,0,62,0,15,0,25,0,0,0,0,0,0,0,0,0,0,0,0,0,0,71,0,0,0]
[2039,70,0,0,0,0,0,0,0,0,0,688,104,0,350,186,2431,4,0,0,0,2,0,22,0,0,0,0,0,0,0,0,55,0,14,0,22,0,0,0,0,0,0,0,0,0,0,0,0,0,0,66,0,0,0]
[2039,71,0,0,0,0,0,0,0,0,0,613,97,0,314,125,2386,3,0,0,0,1,0,20,0,0,0,0,0,0,0,0,48,0,13,0,16,0,0,0,0,0,0,0,0,0,0,0,0,0,0,58,0,0,0]
[2039,72,0,0,0,0,0,0,0,0,0,531,93,0,266,72,2336,3,0,0,0,0,0,17,0,0,0,0,0,0,0,0,42,0,10,0,12,0,0,0,0,0,0,0,0,0,0,0,0,0,0,50,0,0,0]
[2039,73,0,0,0,0,0,0,0,0,0,453,85,0,228,37,2283,2,0,0,0,0,0,16,0,0,0,0,0,0,0,0,39,0,9,0,9,0,0,0,0,0,0,0,0,0,0,0,0,0,0,46,0,0,0]
[2039,74,0,0,0,0,0,0,0,0,0,397,84,0,191,19,2229,2,0,0,0,0,0,14,0,0,0,0,0,0,0,0,35,0,7,0,4,0,0,0,0,0,0,0,0,0,0,0,0,0,0,37,0,0,0]
[2039,75,0,0,0,0,0,0,0,0,0,363,80,0,162,11,2173,1,0,0,0,0,0,12,0,0,0,0,0,0,0,0,30,0,6,0,2,0,0,0,0,0,0,0,0,0,0,0,0,0,0,30,0,0,0]
[2039,76,0,0,0,0,0,0,0,0,0,320,75,0,135,6,2120,0,0,0,0,0,0,11,0,0,0,0,0,0,0,0,26,0,5,0,0,0,0,0,0,0,0,0,0,0,0,0,0,0,0,23,0,0,0]
[2039,77,0,0,0,0,0,0,0,0,0,276,70,0,105,3,2067,0,0,0,0,0,0,9,0,0,0,0,0,0,0,0,24,0,4,0,0,0,0,0,0,0,0,0,0,0,0,0,0,0,0,16,0,0,0]
[2039,78,0,0,0,0,0,0,0,0,0,247,64,0,81,1,1996,0,0,0,0,0,0,5,0,0,0,0,0,0,0,0,22,0,4,0,0,0,0,0,0,0,0,0,0,0,0,0,0,0,0,11,0,0,0]
[2039,79,0,0,0,0,0,0,0,0,0,217,58,0,59,0,1916,0,0,0,0,0,0,3,0,0,0,0,0,0,0,0,19,0,4,0,0,0,0,0,0,0,0,0,0,0,0,0,0,0,0,7,0,0,0]
[2039,80,0,0,0,0,0,0,0,0,0,187,55,0,51,0,1859,0,0,0,0,0,0,0,0,0,0,0,0,0,0,0,17,0,3,0,0,0,0,0,0,0,0,0,0,0,0,0,0,0,0,2,0,0,0]
[2039,81,0,0,0,0,0,0,0,0,0,162,52,0,41,0,1775,0,0,0,0,0,0,0,0,0,0,0,0,0,0,0,14,0,2,0,0,0,0,0,0,0,0,0,0,0,0,0,0,0,0,1,0,0,0]
[2039,82,0,0,0,0,0,0,0,0,0,129,48,0,32,0,1703,0,0,0,0,0,0,0,0,0,0,0,0,0,0,0,14,0,2,0,0,0,0,0,0,0,0,0,0,0,0,0,0,0,0,0,0,0,0]
[2039,83,0,0,0,0,0,0,0,0,0,112,45,0,25,0,1615,0,0,0,0,0,0,0,0,0,0,0,0,0,0,0,13,0,1,0,0,0,0,0,0,0,0,0,0,0,0,0,0,0,0,0,0,0,0]
[2039,84,0,0,0,0,0,0,0,0,0,93,43,0,23,0,1523,0,0,0,0,0,0,0,0,0,0,0,0,0,0,0,11,0,0,0,0,0,0,0,0,0,0,0,0,0,0,0,0,0,0,0,0,0,0]
[2039,85,0,0,0,0,0,0,0,0,0,78,38,0,18,0,1393,0,0,0,0,0,0,0,0,0,0,0,0,0,0,0,9,0,0,0,0,0,0,0,0,0,0,0,0,0,0,0,0,0,0,0,0,0,0]
[2039,86,0,0,0,0,0,0,0,0,0,70,36,0,15,0,1242,0,0,0,0,0,0,0,0,0,0,0,0,0,0,0,7,0,0,0,0,0,0,0,0,0,0,0,0,0,0,0,0,0,0,0,0,0,0]
[2039,87,0,0,0,0,0,0,0,0,0,64,34,0,14,0,1104,0,0,0,0,0,0,0,0,0,0,0,0,0,0,0,7,0,0,0,0,0,0,0,0,0,0,0,0,0,0,0,0,0,0,0,0,0,0]
[2039,88,0,0,0,0,0,0,0,0,0,55,31,0,12,0,983,0,0,0,0,0,0,0,0,0,0,0,0,0,0,0,4,0,0,0,0,0,0,0,0,0,0,0,0,0,0,0,0,0,0,0,0,0,0]
[2039,89,0,0,0,0,0,0,0,0,0,47,27,0,11,0,838,0,0,0,0,0,0,0,0,0,0,0,0,0,0,0,3,0,0,0,0,0,0,0,0,0,0,0,0,0,0,0,0,0,0,0,0,0,0]
[2039,90,0,0,0,0,0,0,0,0,0,39,26,0,7,0,691,0,0,0,0,0,0,0,0,0,0,0,0,0,0,0,2,0,0,0,0,0,0,0,0,0,0,0,0,0,0,0,0,0,0,0,0,0,0]
[2039,91,0,0,0,0,0,0,0,0,0,36,24,0,7,0,546,0,0,0,0,0,0,0,0,0,0,0,0,0,0,0,1,0,0,0,0,0,0,0,0,0,0,0,0,0,0,0,0,0,0,0,0,0,0]
[2039,92,0,0,0,0,0,0,0,0,0,30,21,0,6,0,432,0,0,0,0,0,0,0,0,0,0,0,0,0,0,0,0,0,0,0,0,0,0,0,0,0,0,0,0,0,0,0,0,0,0,0,0,0,0]
[2039,93,0,0,0,0,0,0,0,0,0,25,21,0,6,0,332,0,0,0,0,0,0,0,0,0,0,0,0,0,0,0,0,0,0,0,0,0,0,0,0,0,0,0,0,0,0,0,0,0,0,0,0,0,0]
[2039,94,0,0,0,0,0,0,0,0,0,22,20,0,5,0,259,0,0,0,0,0,0,0,0,0,0,0,0,0,0,0,0,0,0,0,0,0,0,0,0,0,0,0,0,0,0,0,0,0,0,0,0,0,0]
[2039,95,0,0,0,0,0,0,0,0,0,20,19,0,5,0,196,0,0,0,0,0,0,0,0,0,0,0,0,0,0,0,0,0,0,0,0,0,0,0,0,0,0,0,0,0,0,0,0,0,0,0,0,0,0]
[2039,96,0,0,0,0,0,0,0,0,0,16,14,0,4,0,139,0,0,0,0,0,0,0,0,0,0,0,0,0,0,0,0,0,0,0,0,0,0,0,0,0,0,0,0,0,0,0,0,0,0,0,0,0,0]
[2039,97,0,0,0,0,0,0,0,0,0,15,14,0,2,0,90,0,0,0,0,0,0,0,0,0,0,0,0,0,0,0,0,0,0,0,0,0,0,0,0,0,0,0,0,0,0,0,0,0,0,0,0,0,0]
[2039,98,0,0,0,0,0,0,0,0,0,13,11,0,1,0,49,0,0,0,0,0,0,0,0,0,0,0,0,0,0,0,0,0,0,0,0,0,0,0,0,0,0,0,0,0,0,0,0,0,0,0,0,0,0]
[2039,99,0,0,0,0,0,0,0,0,0,9,11,0,0,0,33,0,0,0,0,0,0,0,0,0,0,0,0,0,0,0,0,0,0,0,0,0,0,0,0,0,0,0,0,0,0,0,0,0,0,0,0,0,0]
[2039,100,0,0,0,0,0,0,0,0,0,8,10,0,0,0,22,0,0,0,0,0,0,0,0,0,0,0,0,0,0,0,0,0,0,0,0,0,0,0,0,0,0,0,0,0,0,0,0,0,0,0,0,0,0]
[2039,101,0,0,0,0,0,0,0,0,0,5,8,0,0,0,10,0,0,0,0,0,0,0,0,0,0,0,0,0,0,0,0,0,0,0,0,0,0,0,0,0,0,0,0,0,0,0,0,0,0,0,0,0,0]
[2039,102,0,0,0,0,0,0,0,0,0,4,6,0,0,0,8,0,0,0,0,0,0,0,0,0,0,0,0,0,0,0,0,0,0,0,0,0,0,0,0,0,0,0,0,0,0,0,0,0,0,0,0,0,0]
[2039,103,0,0,0,0,0,0,0,0,0,4,3,0,0,0,4,0,0,0,0,0,0,0,0,0,0,0,0,0,0,0,0,0,0,0,0,0,0,0,0,0,0,0,0,0,0,0,0,0,0,0,0,0,0]
[2039,104,0,0,0,0,0,0,0,0,0,4,2,0,0,0,2,0,0,0,0,0,0,0,0,0,0,0,0,0,0,0,0,0,0,0,0,0,0,0,0,0,0,0,0,0,0,0,0,0,0,0,0,0,0]
[2039,105,0,0,0,0,0,0,0,0,0,3,2,0,0,0,0,0,0,0,0,0,0,0,0,0,0,0,0,0,0,0,0,0,0,0,0,0,0,0,0,0,0,0,0,0,0,0,0,0,0,0,0,0,0]
[2039,106,0,0,0,0,0,0,0,0,0,1,1,0,0,0,0,0,0,0,0,0,0,0,0,0,0,0,0,0,0,0,0,0,0,0,0,0,0,0,0,0,0,0,0,0,0,0,0,0,0,0,0,0,0]
[2039,107,0,0,0,0,0,0,0,0,0,0,0,0,0,0,0,0,0,0,0,0,0,0,0,0,0,0,0,0,0,0,0,0,0,0,0,0,0,0,0,0,0,0,0,0,0,0,0,0,0,0,0,0,0]
[2039,108,0,0,0,0,0,0,0,0,0,0,0,0,0,0,0,0,0,0,0,0,0,0,0,0,0,0,0,0,0,0,0,0,0,0,0,0,0,0,0,0,0,0,0,0,0,0,0,0,0,0,0,0,0]
[2039,109,0,0,0,0,0,0,0,0,0,0,0,0,0,0,0,0,0,0,0,0,0,0,0,0,0,0,0,0,0,0,0,0,0,0,0,0,0,0,0,0,0,0,0,0,0,0,0,0,0,0,0,0,0]
[2039,110,0,0,0,0,0,0,0,0,0,0,0,0,0,0,0,0,0,0,0,0,0,0,0,0,0,0,0,0,0,0,0,0,0,0,0,0,0,0,0,0,0,0,0,0,0,0,0,0,0,0,0,0,0]
[2039,111,0,0,0,0,0,0,0,0,0,0,0,0,0,0,0,0,0,0,0,0,0,0,0,0,0,0,0,0,0,0,0,0,0,0,0,0,0,0,0,0,0,0,0,0,0,0,0,0,0,0,0,0,0]
[2039,112,0,0,0,0,0,0,0,0,0,0,0,0,0,0,0,0,0,0,0,0,0,0,0,0,0,0,0,0,0,0,0,0,0,0,0,0,0,0,0,0,0,0,0,0,0,0,0,0,0,0,0,0,0]
[2039,113,0,0,0,0,0,0,0,0,0,0,0,0,0,0,0,0,0,0,0,0,0,0,0,0,0,0,0,0,0,0,0,0,0,0,0,0,0,0,0,0,0,0,0,0,0,0,0,0,0,0,0,0,0]
[2039,114,0,0,0,0,0,0,0,0,0,0,0,0,0,0,0,0,0,0,0,0,0,0,0,0,0,0,0,0,0,0,0,0,0,0,0,0,0,0,0,0,0,0,0,0,0,0,0,0,0,0,0,0,0]
[2039,115,0,0,0,0,0,0,0,0,0,0,0,0,0,0,0,0,0,0,0,0,0,0,0,0,0,0,0,0,0,0,0,0,0,0,0,0,0,0,0,0,0,0,0,0,0,0,0,0,0,0,0,0,0]
[2039,116,{"$f":"INDEX(D3273:BC3273,MATCH($C$7,$D$7:$BC$7,0))","v":0},0,0,0,0,0,0,0,0,0,0,0,0,0,0,0,0,0,0,0,0,0,0,0,0,0,0,0,0,0,0,0,0,0,0,0,0,0,0,0,0,0,0,0,0,0,0,0,0,0,0,0,0]
[2039,117,0,0,0,0,0,0,0,0,0,0,0,0,0,0,0,0,0,0,0,0,0,0,0,0,0,0,0,0,0,0,0,0,0,0,0,0,0,0,0,0,0,0,0,0,0,0,0,0,0,0,0,0,0]
[2039,118,0,0,0,0,0,0,0,0,0,0,0,0,0,0,0,0,0,0,0,0,0,0,0,0,0,0,0,0,0,0,0,0,0,0,0,0,0,0,0,0,0,0,0,0,0,0,0,0,0,0,0,0,0]
[2039,119,0,0,0,0,0,0,0,0,0,0,0,0,0,0,0,0,0,0,0,0,0,0,0,0,0,0,0,0,0,0,0,0,0,0,0,0,0,0,0,0,0,0,0,0,0,0,0,0,0,0,0,0,0]
[2039,120,0,0,0,0,0,0,0,0,0,0,0,0,0,0,0,0,0,0,0,0,0,0,0,0,0,0,0,0,0,0,0,0,0,0,0,0,0,0,0,0,0,0,0,0,0,0,0,0,0,0,0,0,0]
[2039,121,0,0,0,0,0,0,0,0,0,0,0,0,0,0,0,0,0,0,0,0,0,0,0,0,0,0,0,0,0,0,0,0,0,0,0,0,0,0,0,0,0,0,0,0,0,0,0,0,0,0,0,0,0]
[2039,122,0,0,0,0,0,0,0,0,0,0,0,0,0,0,0,0,0,0,0,0,0,0,0,0,0,0,0,0,0,0,0,0,0,0,0,0,0,0,0,0,0,0,0,0,0,0,0,0,0,0,0,0,0]
[2039,123,0,0,0,0,0,0,0,0,0,0,0,0,0,0,0,0,0,0,0,0,0,0,0,0,0,0,0,0,0,0,0,0,0,0,0,0,0,0,0,0,0,0,0,0,0,0,0,0,0,0,0,0,0]
[2039,124,0,0,0,0,0,0,0,0,0,0,0,0,0,0,0,0,0,0,0,0,0,0,0,0,0,0,0,0,0,0,0,0,0,0,0,0,0,0,0,0,0,0,0,0,0,0,0,0,0,0,0,0,0]
[2039,125,0,0,0,0,0,0,0,0,0,0,0,0,0,0,0,0,0,0,0,0,0,0,0,0,0,0,0,0,0,0,0,0,0,0,0,0,0,0,0,0,0,0,0,0,0,0,0,0,0,0,0,0,0]
[2039,126,0,0,0,0,0,0,0,0,0,0,0,0,0,0,0,0,0,0,0,0,0,0,0,0,0,0,0,0,0,0,0,0,0,0,0,0,0,0,0,0,0,0,0,0,0,0,0,0,0,0,0,0,0]
[2039,127,0,0,0,0,0,0,0,0,0,0,0,0,0,0,0,0,0,0,0,0,0,0,0,0,0,0,0,0,0,0,0,0,0,0,0,0,0,0,0,0,0,0,0,0,0,0,0,0,0,0,0,0,0]
[2039,128,0,0,0,0,0,0,0,0,0,0,0,0,0,0,0,0,0,0,0,0,0,0,0,0,0,0,0,0,0,0,0,0,0,0,0,0,0,0,0,0,0,0,0,0,0,0,0,0,0,0,0,0,0]
[2039,129,0,0,0,0,0,0,0,0,0,0,0,0,0,0,0,0,0,0,0,0,0,0,0,0,0,0,0,0,0,0,0,0,0,0,0,0,0,0,0,0,0,0,0,0,0,0,0,0,0,0,0,0,0]
[2039,130,0,0,0,0,0,0,0,0,0,0,0,0,0,0,0,0,0,0,0,0,0,0,0,0,0,0,0,0,0,0,0,0,0,0,0,0,0,0,0,0,0,0,0,0,0,0,0,0,0,0,0,0,0]
[2039,131,0,0,0,0,0,0,0,0,0,0,0,0,0,0,0,0,0,0,0,0,0,0,0,0,0,0,0,0,0,0,0,0,0,0,0,0,0,0,0,0,0,0,0,0,0,0,0,0,0,0,0,0,0]
[2039,132,0,0,0,0,0,0,0,0,0,0,0,0,0,0,0,0,0,0,0,0,0,0,0,0,0,0,0,0,0,0,0,0,0,0,0,0,0,0,0,0,0,0,0,0,0,0,0,0,0,0,0,0,0]
[2039,133,0,0,0,0,0,0,0,0,0,0,0,0,0,0,0,0,0,0,0,0,0,0,0,0,0,0,0,0,0,0,0,0,0,0,0,0,0,0,0,0,0,0,0,0,0,0,0,0,0,0,0,0,0]
[2039,134,0,0,0,0,0,0,0,0,0,0,0,0,0,0,0,0,0,0,0,0,0,0,0,0,0,0,0,0,0,0,0,0,0,0,0,0,0,0,0,0,0,0,0,0,0,0,0,0,0,0,0,0,0]
[2039,135,0,0,0,0,0,0,0,0,0,0,0,0,0,0,0,0,0,0,0,0,0,0,0,0,0,0,0,0,0,0,0,0,0,0,0,0,0,0,0,0,0,0,0,0,0,0,0,0,0,0,0,0,0]
[2039,136,0,0,0,0,0,0,0,0,0,0,0,0,0,0,0,0,0,0,0,0,0,0,0,0,0,0,0,0,0,0,0,0,0,0,0,0,0,0,0,0,0,0,0,0,0,0,0,0,0,0,0,0,0]
[2039,137,0,0,0,0,0,0,0,0,0,0,0,0,0,0,0,0,0,0,0,0,0,0,0,0,0,0,0,0,0,0,0,0,0,0,0,0,0,0,0,0,0,0,0,0,0,0,0,0,0,0,0,0,0]
[2039,138,0,0,0,0,0,0,0,0,0,0,0,0,0,0,0,0,0,0,0,0,0,0,0,0,0,0,0,0,0,0,0,0,0,0,0,0,0,0,0,0,0,0,0,0,0,0,0,0,0,0,0,0,0]
[2039,139,0,0,0,0,0,0,0,0,0,0,0,0,0,0,0,0,0,0,0,0,0,0,0,0,0,0,0,0,0,0,0,0,0,0,0,0,0,0,0,0,0,0,0,0,0,0,0,0,0,0,0,0,0]
[2039,140,0,0,0,0,0,0,0,0,0,0,0,0,0,0,0,0,0,0,0,0,0,0,0,0,0,0,0,0,0,0,0,0,0,0,0,0,0,0,0,0,0,0,0,0,0,0,0,0,0,0,0,0,0]
[2039,141,0,0,0,0,0,0,0,0,0,0,0,0,0,0,0,0,0,0,0,0,0,0,0,0,0,0,0,0,0,0,0,0,0,0,0,0,0,0,0,0,0,0,0,0,0,0,0,0,0,0,0,0,0]
[2039,142,0,0,0,0,0,0,0,0,0,0,0,0,0,0,0,0,0,0,0,0,0,0,0,0,0,0,0,0,0,0,0,0,0,0,0,0,0,0,0,0,0,0,0,0,0,0,0,0,0,0,0,0,0]
[2039,143,0,0,0,0,0,0,0,0,0,0,0,0,0,0,0,0,0,0,0,0,0,0,0,0,0,0,0,0,0,0,0,0,0,0,0,0,0,0,0,0,0,0,0,0,0,0,0,0,0,0,0,0,0]
[2039,144,0,0,0,0,0,0,0,0,0,0,0,0,0,0,0,0,0,0,0,0,0,0,0,0,0,0,0,0,0,0,0,0,0,0,0,0,0,0,0,0,0,0,0,0,0,0,0,0,0,0,0,0,0]
[2039,145,0,0,0,0,0,0,0,0,0,0,0,0,0,0,0,0,0,0,0,0,0,0,0,0,0,0,0,0,0,0,0,0,0,0,0,0,0,0,0,0,0,0,0,0,0,0,0,0,0,0,0,0,0]
[2039,146,0,0,0,0,0,0,0,0,0,0,0,0,0,0,0,0,0,0,0,0,0,0,0,0,0,0,0,0,0,0,0,0,0,0,0,0,0,0,0,0,0,0,0,0,0,0,0,0,0,0,0,0,0]
[2039,147,0,0,0,0,0,0,0,0,0,0,0,0,0,0,0,0,0,0,0,0,0,0,0,0,0,0,0,0,0,0,0,0,0,0,0,0,0,0,0,0,0,0,0,0,0,0,0,0,0,0,0,0,0]
[2039,148,0,0,0,0,0,0,0,0,0,0,0,0,0,0,0,0,0,0,0,0,0,0,0,0,0,0,0,0,0,0,0,0,0,0,0,0,0,0,0,0,0,0,0,0,0,0,0,0,0,0,0,0,0]
[2039,149,0,0,0,0,0,0,0,0,0,0,0,0,0,0,0,0,0,0,0,0,0,0,0,0,0,0,0,0,0,0,0,0,0,0,0,0,0,0,0,0,0,0,0,0,0,0,0,0,0,0,0,0,0]
[2039,150,0,0,0,0,0,0,0,0,0,0,0,0,0,0,0,0,0,0,0,0,0,0,0,0,0,0,0,0,0,0,0,0,0,0,0,0,0,0,0,0,0,0,0,0,0,0,0,0,0,0,0,0,0]

{"sheet":"Other >>","index":11,"n_rows":0,"n_cols":0,"rows_kept":0,"cut":false,"hidden":false,"merged":[]}

{"sheet":"Transformer Fleet","index":12,"n_rows":101,"n_cols":33,"rows_kept":101,"cut":false,"hidden":false,"merged":[[5,9,5,10]]}
[]
[]
[]
[null,{"$f":"ZSS","v":"MC"},{"$f":"'ZSS Summary'!G14","v":2019},{"$f":"'ZSS Summary'!G11","v":2024},{"$f":"'ZSS Summary'!H11","v":1.0508391982241387},{"$f":"'ZSS Summary'!G13","v":2035},{"$f":"'ZSS Summary'!H13","v":1.0512111253517091}]
[]
[null,null,null,null,null,null,null,null,null,"Aggregate Table"]
[null,"ZSS","Spare/Mobile","Replace 1 Tx","PVR","Replace 2nd Tx","PVR","ZSS",null,"All Replacements","Year",null,"Ranking","PVR","ZSS","Year","Chosen Year",null,null,"ZSS","Planned Repl","C55 It4","Notes",null,2020,2021,2022,2023,2024,2025,2026,2027,2028]
[null,"BH","Not Chosen","Not Chosen",false,"Not Chosen",false,{"$f":"B8","v":"BH"},null,{"$f":"E8","v":false},{"$f":"D8","v":"Not Chosen"},null,1,{"$f":"LARGE($J$8:$J$101,M8)","v":5.1937196613755505},{"$f":"IFERROR(VLOOKUP(N8,$E$8:$H$54,4,FALSE)& \" 1st Unit\", VLOOKUP(N8,$G$8:$H$54,2,FALSE)& \" 2nd Unit\")","v":"OR 1st Unit"},{"$f":"VLOOKUP(N8,$J$8:$K$101,2,FALSE)","v":2019},null,null,null,"CM",2020,2020,null,null,{"$f":"COUNTIF($U$8:$U$37,Y7)","v":1},{"$f":"COUNTIF($U$8:$U$37,Z7)","v":2},2,3,3,3,3,2,0]
[null,"BR","Not Chosen",2024,1.0462249843266238,"Not Chosen",false,{"$f":"B9","v":"BR"},null,{"$f":"E9","v":1.0462249843266238},{"$f":"D9","v":2024},null,2,5.1775225866719916,"CM 1st Unit",2019,null,null,null,"OR",2021,2021]
[null,"BT","Not Chosen",2019,1.7584527660220066,2036,1.0263259750101619,"BT",null,1.7584527660220066,2019,null,3,3.9995579727348525,"EM 1st Unit",2019,null,null,null,"EM",2022,2022]
[null,"BU","Not Chosen",2019,1.389928188626858,2039,1.0293554843880768,"BU",null,1.389928188626858,2019,null,4,3.8939077301400848,"K 1st Unit",2019,null,null,null,"EW",2022,2022]
[null,"BW","Not Chosen","Not Chosen",false,"Not Chosen",false,"BW",null,false,"Not Chosen",null,5,2.5892194737866787,"EW 1st Unit",2019,null,null,null,"EL",2021,2021]
[null,"CDA","Not Chosen","Not Chosen",false,"Not Chosen",false,"CDA",null,false,"Not Chosen",null,6,2.552770808396573,"EL 1st Unit",2019,null,null,null,"OE",2025,2025]
[null,"CFD",2023,2032,1.0586264235902556,"Not Chosen",false,"CFD",null,1.0586264235902556,2032,null,7,1.8910505099797519,"OE 1st Unit",2019,null,null,null,"BT",2024,2024]
[null,"CM","Not Chosen",2019,5.1775225866719916,2029,1.0306643106266395,"CM",null,5.1775225866719916,2019,null,8,1.7584527660220066,"BT 1st Unit",2019,null,null,null,"K",2023,2023]
[null,"CRM","Not Chosen",2025,1.0222218210982481,2032,1.0722937479432519,"CRM",null,1.0222218210982481,2025,null,9,1.746942561023662,"HGS 1st Unit",2019,null,null,null,"SR",2023,2023]
[null,"DC","Not Chosen",2019,1.0560763862143512,2030,1.0975485081993863,"DC",null,1.0560763862143512,2019,null,10,1.4796221532145191,"SR 1st Unit",2019,null,null,null,"BU",2025,2025]
[null,"DMA","Not Chosen","Not Chosen",false,"Not Chosen",false,"DMA",null,false,"Not Chosen",null,11,1.389928188626858,"BU 1st Unit",2019,null,null,null,"DC",9999]
[null,"DN",2035,"Not Chosen",false,"Not Chosen",false,"DN",null,false,"Not Chosen",null,20,1.0560763862143512,"DC 1st Unit",2019,null,null,null,"WD",2024,2024]
[null,"DSH",2031,"Not Chosen",false,"Not Chosen",false,"DSH",null,false,"Not Chosen",null,34,1.0276118912305947,"WD 1st Unit",2021,null,null,null,"GW",2025,2024,"change"]
[null,"DVY",2031,"Not Chosen",false,"Not Chosen",false,"DVY",null,false,"Not Chosen",null,22,1.0462249843266238,"BR 1st Unit",2024,null,null,null,"MC",2026,2026]
[null,"EB",2032,2033,1.0403084544177066,"Not Chosen",false,"EB",null,1.0403084544177066,2033,null,43,1.0165191942706229,"GW 1st Unit",2024,null,null,null,"CRM",2026,"nil","new"]
[null,"EL","Not Chosen",2019,2.552770808396573,2033,1.0390778749052083,"EL",null,2.552770808396573,2019,null,13,1.0950968465084581,"MC 1st Unit",2025,null,null,null,"SS",2027,2026,"change"]
[null,"EM","Not Chosen",2019,3.9995579727348525,2030,1.0167853219845748,"EM",null,3.9995579727348525,2019,null,37,1.0222218210982481,"CRM 1st Unit",2025,null,null,null,"HGS",2024,2025,"change"]
[null,"EW","Not Chosen",2019,2.5892194737866787,2034,1.0206025009041526,"EW",null,2.5892194737866787,2019,null,15,1.064440859969455,"SS 1st Unit",2026,null,null,null,"BR",2026,"nil","change"]
[null,"FSH",2037,"Not Chosen",false,"Not Chosen",false,"FSH",null,false,"Not Chosen",null,25,1.0401314738058887,"STO 1st Unit",2026,null,null,null,"STO",2027,"nil","change"]
[null,"FTN",2037,"Not Chosen",false,"Not Chosen",false,"FTN",null,false,"Not Chosen",null,30,1.0306643106266395,"CM 2nd Unit",2029,null,null,null,"FSH",9999]
[null,"GW","Not Chosen",2024,1.0165191942706229,2036,1.0197532736873738,"GW",null,1.0165191942706229,2024,null,12,1.0975485081993863,"DC 2nd Unit",2030]
[null,"HGS","Not Chosen",2019,1.746942561023662,2036,1.0390839683598998,"HGS",null,1.746942561023662,2019,null,23,1.0416488062249065,"K 2nd Unit",2030,null,null,null,"SH",2023,2020]
[null,"HT",2033,2034,1.0106565456670438,2036,1.033194594247528,"HT",null,1.0106565456670438,2034,null,19,1.0570452020810259,"OR 2nd Unit",2030]
[null,"K","Not Chosen",2019,3.8939077301400848,2030,1.0416488062249065,"K",null,3.8939077301400848,2019,null,42,1.0167853219845748,"EM 2nd Unit",2030]
[null,"KBH",2030,"Not Chosen",false,"Not Chosen",false,"KBH",null,false,"Not Chosen",null,45,1.0101871495167163,"NP 1st Unit",2031]
[null,"LD","Not Chosen","Not Chosen",false,"Not Chosen",false,"LD",null,false,"Not Chosen",null,14,1.0722937479432519,"CRM 2nd Unit",2032]
[null,"LWN","Not Chosen","Not Chosen",false,"Not Chosen",false,"LWN",null,false,"Not Chosen",null,18,1.0586264235902556,"CFD 1st Unit",2032]
[null,"M","Not Chosen",2032,1.0207915606549718,"Not Chosen",false,"M",null,1.0207915606549718,2032,null,38,1.0207915606549718,"M 1st Unit",2032]
[null,"MC","Not Chosen",2025,1.0950968465084581,2033,1.0297364920076402,"MC",null,1.0950968465084581,2025,null,16,1.0638176041878977,"NO 1st Unit",2033]
[null,"MGE",2033,2039,1.039218973891912,"Not Chosen",false,"MGE",null,1.039218973891912,2039,null,24,1.0403084544177066,"EB 1st Unit",2033]
[null,"MR",2029,2039,1.0283989683829595,"Not Chosen",false,"MR",null,1.0283989683829595,2039,null,28,1.0390778749052083,"EL 2nd Unit",2033]
[null,"MTN",2031,"Not Chosen",false,"Not Chosen",false,"MTN",null,false,"Not Chosen",null,31,1.0297364920076402,"MC 2nd Unit",2033]
[null,"NB",2026,2035,1.0045633963593323,"Not Chosen",false,"NB",null,1.0045633963593323,2035,null,39,{"$f":"LARGE($J$8:$J$101,M40)","v":1.0206025009041526},{"$f":"IFERROR(VLOOKUP(N40,$E$8:$H$54,4,FALSE)& \" 1st Unit\", VLOOKUP(N40,$G$8:$H$54,2,FALSE)& \" 2nd Unit\")","v":"EW 2nd Unit"},{"$f":"VLOOKUP(N40,$J$8:$K$101,2,FALSE)","v":2034}]
[null,"NO",2031,2033,1.0638176041878977,2037,1.0075793459211182,"NO",null,1.0638176041878977,2033,null,44,1.0106565456670438,"HT 1st Unit",2034]
[null,"NP","Not Chosen",2031,1.0101871495167163,"Not Chosen",false,"NP",null,1.0101871495167163,2031,null,47,1.0045633963593323,"NB 1st Unit",2035]
[null,"NW","Not Chosen","Not Chosen",false,"Not Chosen",false,"NW",null,false,"Not Chosen",null,29,1.033194594247528,"HT 2nd Unit",2036]
[null,"OAK",2019,"Not Chosen",false,"Not Chosen",false,"OAK",null,false,"Not Chosen",null,27,1.0390839683598998,"HGS 2nd Unit",2036]
[null,"OE","Not Chosen",2019,1.8910505099797519,2037,1.0240187393605333,"OE",null,1.8910505099797519,2019,null,40,1.0197532736873738,"GW 2nd Unit",2036]
[null,"OR","Not Chosen",2019,5.1937196613755505,2030,1.0570452020810259,"OR",null,5.1937196613755505,2019,null,35,1.0263259750101619,"BT 2nd Unit",2036]
[null,"RBD",2028,2037,1.0615976908976408,"Not Chosen",false,"RBD",null,1.0615976908976408,2037,null,21,1.0463430937932303,"SR 2nd Unit",2037]
[null,"SH","Not Chosen","Not Chosen",false,"Not Chosen",false,"SH",null,false,"Not Chosen",null,17,1.0615976908976408,"RBD 1st Unit",2037]
[null,"SR","Not Chosen",2019,1.4796221532145191,2037,1.0463430937932303,"SR",null,1.4796221532145191,2019,null,36,1.0240187393605333,"OE 2nd Unit",2037]
[null,"SS",2019,2026,1.064440859969455,"Not Chosen",false,"SS",null,1.064440859969455,2026,null,46,1.0075793459211182,"NO 2nd Unit",2037]
[null,"STO",2019,2026,1.0401314738058887,"Not Chosen",false,"STO",null,1.0401314738058887,2026,null,41,1.0168866638813221,"WD 2nd Unit",2038]
[null,"SV",2022,"Not Chosen",false,"Not Chosen",false,"SV",null,false,"Not Chosen",null,26,1.039218973891912,"MGE 1st Unit",2039]
[null,"SVW",2019,"Not Chosen",false,"Not Chosen",false,"SVW",null,false,"Not Chosen",null,32,1.0293554843880768,"BU 2nd Unit",2039]
[null,"WD",2019,2021,1.0276118912305947,2038,1.0168866638813221,"WD",null,{"$f":"E54","v":1.0276118912305947},{"$f":"D54","v":2021},null,33,1.0283989683829595,"MR 1st Unit",2039]
[null,null,null,null,null,null,null,null,null,{"$f":"G8","v":false},{"$f":"F8","v":"Not Chosen"},null,48,{"$error":"#NUM!"},{"$error":"#NUM!"},{"$error":"#NUM!"}]
[null,null,null,null,null,null,null,null,null,{"$f":"G9","v":false},{"$f":"F9","v":"Not Chosen"},null,49,{"$error":"#NUM!"},{"$error":"#NUM!"},{"$error":"#NUM!"}]
[null,null,null,null,null,null,null,null,null,1.0263259750101619,2036,null,50,{"$error":"#NUM!"},{"$error":"#NUM!"},{"$error":"#NUM!"}]
[null,null,null,null,null,null,null,null,null,1.0293554843880768,2039,null,51,{"$error":"#NUM!"},{"$error":"#NUM!"},{"$error":"#NUM!"}]
[null,null,null,null,null,null,null,null,null,false,"Not Chosen",null,52,{"$error":"#NUM!"},{"$error":"#NUM!"},{"$error":"#NUM!"}]
[null,null,null,null,null,null,null,null,null,false,"Not Chosen",null,53,{"$error":"#NUM!"},{"$error":"#NUM!"},{"$error":"#NUM!"}]
[null,null,null,null,null,null,null,null,null,false,"Not Chosen",null,54,{"$error":"#NUM!"},{"$error":"#NUM!"},{"$error":"#NUM!"}]
[null,null,null,null,null,null,null,null,null,1.0306643106266395,2029,null,55,{"$error":"#NUM!"},{"$error":"#NUM!"},{"$error":"#NUM!"}]
[null,null,null,null,null,null,null,null,null,1.0722937479432519,2032,null,56,{"$error":"#NUM!"},{"$error":"#NUM!"},{"$error":"#NUM!"}]
[null,null,null,null,null,null,null,null,null,1.0975485081993863,2030,null,57,{"$error":"#NUM!"},{"$error":"#NUM!"},{"$error":"#NUM!"}]
[null,null,null,null,null,null,null,null,null,false,"Not Chosen",null,58,{"$error":"#NUM!"},{"$error":"#NUM!"},{"$error":"#NUM!"}]
[null,null,null,null,null,null,null,null,null,false,"Not Chosen",null,59,{"$error":"#NUM!"},{"$error":"#NUM!"},{"$error":"#NUM!"}]
[null,null,null,null,null,null,null,null,null,false,"Not Chosen",null,60,{"$error":"#NUM!"},{"$error":"#NUM!"},{"$error":"#NUM!"}]
[null,null,null,null,null,null,null,null,null,false,"Not Chosen",null,61,{"$error":"#NUM!"},{"$error":"#NUM!"},{"$error":"#NUM!"}]
[null,null,null,null,null,null,null,null,null,false,"Not Chosen",null,62,{"$error":"#NUM!"},{"$error":"#NUM!"},{"$error":"#NUM!"}]
[null,null,null,null,null,null,null,null,null,1.0390778749052083,2033,null,63,{"$error":"#NUM!"},{"$error":"#NUM!"},{"$error":"#NUM!"}]
[null,null,null,null,null,null,null,null,null,1.0167853219845748,2030,null,64,{"$error":"#NUM!"},{"$error":"#NUM!"},{"$error":"#NUM!"}]
[null,null,null,null,null,null,null,null,null,1.0206025009041526,2034,null,65,{"$f":"LARGE($J$8:$J$101,M72)","v":{"$error":"#NUM!"}},{"$f":"IFERROR(VLOOKUP(N72,$E$8:$H$54,4,FALSE)& \" 1st Unit\", VLOOKUP(N72,$G$8:$H$54,2,FALSE)& \" 2nd Unit\")","v":{"$error":"#NUM!"}},{"$f":"VLOOKUP(N72,$J$8:$K$101,2,FALSE)","v":{"$error":"#NUM!"}}]
[null,null,null,null,null,null,null,null,null,false,"Not Chosen",null,66,{"$error":"#NUM!"},{"$error":"#NUM!"},{"$error":"#NUM!"}]
[null,null,null,null,null,null,null,null,null,false,"Not Chosen",null,67,{"$error":"#NUM!"},{"$error":"#NUM!"},{"$error":"#NUM!"}]
[null,null,null,null,null,null,null,null,null,1.0197532736873738,2036,null,68,{"$error":"#NUM!"},{"$error":"#NUM!"},{"$error":"#NUM!"}]
[null,null,null,null,null,null,null,null,null,1.0390839683598998,2036,null,69,{"$error":"#NUM!"},{"$error":"#NUM!"},{"$error":"#NUM!"}]
[null,null,null,null,null,null,null,null,null,1.033194594247528,2036,null,70,{"$error":"#NUM!"},{"$error":"#NUM!"},{"$error":"#NUM!"}]
[null,null,null,null,null,null,null,null,null,1.0416488062249065,2030,null,71,{"$error":"#NUM!"},{"$error":"#NUM!"},{"$error":"#NUM!"}]
[null,null,null,null,null,null,null,null,null,false,"Not Chosen",null,72,{"$error":"#NUM!"},{"$error":"#NUM!"},{"$error":"#NUM!"}]
[null,null,null,null,null,null,null,null,null,false,"Not Chosen",null,73,{"$error":"#NUM!"},{"$error":"#NUM!"},{"$error":"#NUM!"}]
[null,null,null,null,null,null,null,null,null,false,"Not Chosen",null,74,{"$error":"#NUM!"},{"$error":"#NUM!"},{"$error":"#NUM!"}]
[null,null,null,null,null,null,null,null,null,false,"Not Chosen",null,75,{"$error":"#NUM!"},{"$error":"#NUM!"},{"$error":"#NUM!"}]
[null,null,null,null,null,null,null,null,null,1.0297364920076402,2033,null,76,{"$error":"#NUM!"},{"$error":"#NUM!"},{"$error":"#NUM!"}]
[null,null,null,null,null,null,null,null,null,false,"Not Chosen",null,77,{"$error":"#NUM!"},{"$error":"#NUM!"},{"$error":"#NUM!"}]
[null,null,null,null,null,null,null,null,null,false,"Not Chosen",null,78,{"$error":"#NUM!"},{"$error":"#NUM!"},{"$error":"#NUM!"}]
[null,null,null,null,null,null,null,null,null,false,"Not Chosen",null,79,{"$error":"#NUM!"},{"$error":"#NUM!"},{"$error":"#NUM!"}]
[null,null,null,null,null,null,null,null,null,false,"Not Chosen",null,80,{"$error":"#NUM!"},{"$error":"#NUM!"},{"$error":"#NUM!"}]
[null,null,null,null,null,null,null,null,null,1.0075793459211182,2037,null,81,{"$error":"#NUM!"},{"$error":"#NUM!"},{"$error":"#NUM!"}]
[null,null,null,null,null,null,null,null,null,false,"Not Chosen",null,82,{"$error":"#NUM!"},{"$error":"#NUM!"},{"$error":"#NUM!"}]
[null,null,null,null,null,null,null,null,null,false,"Not Chosen",null,83,{"$error":"#NUM!"},{"$error":"#NUM!"},{"$error":"#NUM!"}]
[null,null,null,null,null,null,null,null,null,false,"Not Chosen",null,84,{"$error":"#NUM!"},{"$error":"#NUM!"},{"$error":"#NUM!"}]
[null,null,null,null,null,null,null,null,null,1.0240187393605333,2037,null,85,{"$error":"#NUM!"},{"$error":"#NUM!"},{"$error":"#NUM!"}]
[null,null,null,null,null,null,null,null,null,1.0570452020810259,2030,null,86,{"$error":"#NUM!"},{"$error":"#NUM!"},{"$error":"#NUM!"}]
[null,null,null,null,null,null,null,null,null,false,"Not Chosen",null,87,{"$error":"#NUM!"},{"$error":"#NUM!"},{"$error":"#NUM!"}]
[null,null,null,null,null,null,null,null,null,false,"Not Chosen",null,88,{"$error":"#NUM!"},{"$error":"#NUM!"},{"$error":"#NUM!"}]
[null,null,null,null,null,null,null,null,null,1.0463430937932303,2037,null,89,{"$error":"#NUM!"},{"$error":"#NUM!"},{"$error":"#NUM!"}]
[null,null,null,null,null,null,null,null,null,false,"Not Chosen",null,90,{"$error":"#NUM!"},{"$error":"#NUM!"},{"$error":"#NUM!"}]
[null,null,null,null,null,null,null,null,null,false,"Not Chosen",null,91,{"$error":"#NUM!"},{"$error":"#NUM!"},{"$error":"#NUM!"}]
[null,null,null,null,null,null,null,null,null,false,"Not Chosen",null,92,{"$error":"#NUM!"},{"$error":"#NUM!"},{"$error":"#NUM!"}]
[null,null,null,null,null,null,null,null,null,false,"Not Chosen",null,93,{"$error":"#NUM!"},{"$error":"#NUM!"},{"$error":"#NUM!"}]
[null,null,null,null,null,null,null,null,null,1.0168866638813221,2038,null,94,{"$error":"#NUM!"},{"$error":"#NUM!"},{"$error":"#NUM!"}]

{"sheet":"Switchgear Fleet","index":13,"n_rows":101,"n_cols":32,"rows_kept":101,"cut":false,"hidden":false,"merged":[[5,9,5,10]]}
[]
[]
[]
[null,{"$f":"ZSS","v":"MC"},{"$f":"'ZSS Summary'!G14","v":2019},{"$f":"'ZSS Summary'!G11","v":2024},{"$f":"'ZSS Summary'!H11","v":1.0508391982241387},{"$f":"'ZSS Summary'!G13","v":2035},{"$f":"'ZSS Summary'!H13","v":1.0512111253517091}]
[]
[null,null,null,null,null,null,null,null,null,"Aggregate Table"]
[null,"ZSS","Spare/Mobile","Replace 1 Tx","PVR","Replace 2nd Tx","PVR","ZSS",null,"All Replacements","Year",null,"Ranking","PVR","ZSS","Year","Chosen Year",null,null,"ZSS","Planned Repl",null,null,2020,2021,2022,2023,2024,2025,2026,2027,2028]
[null,"BH","Not Chosen",2019,1.0386205926049321,2020,1.0487912248701414,{"$f":"B8","v":"BH"},null,{"$f":"E8","v":1.0386205926049321},{"$f":"D8","v":2019},null,1,{"$f":"LARGE($J$8:$J$101,M8)","v":5.1937196613755505},{"$f":"IFERROR(VLOOKUP(N8,$E$8:$H$54,4,FALSE)& \" 1st Unit\", VLOOKUP(N8,$G$8:$H$54,2,FALSE)& \" 2nd Unit\")","v":"OR 1st Unit"},{"$f":"VLOOKUP(N8,$J$8:$K$101,2,FALSE)","v":2019},null,null,null,"CM",2020,null,null,{"$f":"COUNTIF($U$8:$U$37,X7)","v":2},{"$f":"COUNTIF($U$8:$U$37,Y7)","v":2},2,2,3,3,3,2,0]
[null,"BR","Not Chosen",2024,1.0462249843266238,"Not Chosen",false,{"$f":"B9","v":"BR"},null,{"$f":"E9","v":1.0462249843266238},{"$f":"D9","v":2024},null,2,5.1775225866719916,"CM 1st Unit",2019,null,null,null,"OR",2021]
[null,"BT","Not Chosen",2019,1.7584527660220066,2036,1.0263259750101619,"BT",null,1.7584527660220066,2019,null,3,3.9995579727348525,"EM 1st Unit",2019,null,null,null,"EM",2022]
[null,"BU","Not Chosen",2019,1.389928188626858,2039,1.0293554843880768,"BU",null,1.389928188626858,2019,null,4,3.8939077301400848,"K 1st Unit",2019,null,null,null,"EW",2022]
[null,"BW","Not Chosen","Not Chosen",false,"Not Chosen",false,"BW",null,false,"Not Chosen",null,5,2.5892194737866787,"EW 1st Unit",2019,null,null,null,"EL",2021]
[null,"CDA","Not Chosen","Not Chosen",false,"Not Chosen",false,"CDA",null,false,"Not Chosen",null,6,2.552770808396573,"EL 1st Unit",2019,null,null,null,"OE",2025]
[null,"CFD",2023,2032,1.0586264235902556,"Not Chosen",false,"CFD",null,1.0586264235902556,2032,null,7,1.8910505099797519,"OE 1st Unit",2019,null,null,null,"BT",2024]
[null,"CM","Not Chosen",2019,5.1775225866719916,2029,1.0306643106266395,"CM",null,5.1775225866719916,2019,null,8,1.7584527660220066,"BT 1st Unit",2019,null,null,null,"K",2023]
[null,"CRM","Not Chosen",2025,1.0222218210982481,2032,1.0722937479432519,"CRM",null,1.0222218210982481,2025,null,9,1.746942561023662,"HGS 1st Unit",2019,null,null,null,"SR",2023]
[null,"DC","Not Chosen",2019,1.0560763862143512,2030,1.0975485081993863,"DC",null,1.0560763862143512,2019,null,10,1.4796221532145191,"SR 1st Unit",2019,null,null,null,"BU",2025,null,"BU"]
[null,"DMA","Not Chosen","Not Chosen",false,"Not Chosen",false,"DMA",null,false,"Not Chosen",null,11,1.389928188626858,"BU 1st Unit",2019,null,null,null,"DC",9999,null,"WD"]
[null,"DN",2035,"Not Chosen",false,"Not Chosen",false,"DN",null,false,"Not Chosen",null,20,1.0560763862143512,"DC 1st Unit",2019,null,null,null,"WD",2024,null,"BR"]
[null,"DSH",2031,"Not Chosen",false,"Not Chosen",false,"DSH",null,false,"Not Chosen",null,34,1.0293554843880768,"BU 2nd Unit",2039,null,null,null,"GW",2025,null,"GW"]
[null,"DVY",2031,"Not Chosen",false,"Not Chosen",false,"DVY",null,false,"Not Chosen",null,22,1.0463430937932303,"SR 2nd Unit",2037,null,null,null,"MC",2026,null,"MC"]
[null,"EB",2032,2033,1.0403084544177066,"Not Chosen",false,"EB",null,1.0403084544177066,2033,null,43,1.0168866638813221,"WD 2nd Unit",2038,null,null,null,"CRM",2026,null,"CRM"]
[null,"EL","Not Chosen",2019,2.552770808396573,2033,1.0390778749052083,"EL",null,2.552770808396573,2019,null,13,1.0950968465084581,"MC 1st Unit",2025,null,null,null,"SS",2027,null,"SS"]
[null,"EM","Not Chosen",2019,3.9995579727348525,2030,1.0167853219845748,"EM",null,3.9995579727348525,2019,null,37,1.0263259750101619,"BT 2nd Unit",2036,null,null,null,"HGS",2024,null,"STO"]
[null,"EW","Not Chosen",2019,2.5892194737866787,2034,1.0206025009041526,"EW",null,2.5892194737866787,2019,null,15,1.064440859969455,"SS 1st Unit",2026,null,null,null,"BR",2026]
[null,"FSH",2037,"Not Chosen",false,"Not Chosen",false,"FSH",null,false,"Not Chosen",null,25,1.0403084544177066,"EB 1st Unit",2033,null,null,null,"STO",2027]
[null,"FTN",2037,"Not Chosen",false,"Not Chosen",false,"FTN",null,false,"Not Chosen",null,30,1.0386205926049321,"BH 1st Unit",2019,null,null,null,"FSH",9999]
[null,"GW","Not Chosen",2024,1.0165191942706229,2036,1.0197532736873738,"GW",null,1.0165191942706229,2024,null,12,1.0975485081993863,"DC 2nd Unit",2030]
[null,"HGS","Not Chosen",2019,1.746942561023662,2036,1.0390839683598998,"HGS",null,1.746942561023662,2019,null,23,1.0462249843266238,"BR 1st Unit",2024,null,null,null,"SH",2020]
[null,"HT",2033,2034,1.0106565456670438,2036,1.033194594247528,"HT",null,1.0106565456670438,2034,null,19,1.0570452020810259,"OR 2nd Unit",2030]
[null,"K","Not Chosen",2019,3.8939077301400848,2030,1.0416488062249065,"K",null,3.8939077301400848,2019,null,42,1.0197532736873738,"GW 2nd Unit",2036]
[null,"KBH",2030,"Not Chosen",false,"Not Chosen",false,"KBH",null,false,"Not Chosen",null,45,1.0165191942706229,"GW 1st Unit",2024]
[null,"LD","Not Chosen","Not Chosen",false,"Not Chosen",false,"LD",null,false,"Not Chosen",null,14,1.0722937479432519,"CRM 2nd Unit",2032]
[null,"LWN","Not Chosen","Not Chosen",false,"Not Chosen",false,"LWN",null,false,"Not Chosen",null,18,1.0586264235902556,"CFD 1st Unit",2032]
[null,"M","Not Chosen",2032,1.0207915606549718,"Not Chosen",false,"M",null,1.0207915606549718,2032,null,38,1.0240187393605333,"OE 2nd Unit",2037]
[null,"MC","Not Chosen",2025,1.0950968465084581,2033,1.0297364920076402,"MC",null,1.0950968465084581,2025,null,16,1.0638176041878977,"NO 1st Unit",2033]
[null,"MGE",2033,2039,1.039218973891912,"Not Chosen",false,"MGE",null,1.039218973891912,2039,null,24,1.0416488062249065,"K 2nd Unit",2030]
[null,"MR",2029,2039,1.0283989683829595,"Not Chosen",false,"MR",null,1.0283989683829595,2039,null,28,1.0390839683598998,"HGS 2nd Unit",2036]
[null,"MTN",2031,"Not Chosen",false,"Not Chosen",false,"MTN",null,false,"Not Chosen",null,31,1.033194594247528,"HT 2nd Unit",2036]
[null,"NB",2026,2035,1.0045633963593323,"Not Chosen",false,"NB",null,1.0045633963593323,2035,null,39,{"$f":"LARGE($J$8:$J$101,M40)","v":1.0222218210982481},{"$f":"IFERROR(VLOOKUP(N40,$E$8:$H$54,4,FALSE)& \" 1st Unit\", VLOOKUP(N40,$G$8:$H$54,2,FALSE)& \" 2nd Unit\")","v":"CRM 1st Unit"},{"$f":"VLOOKUP(N40,$J$8:$K$101,2,FALSE)","v":2025}]
[null,"NO",2031,2033,1.0638176041878977,2037,1.0075793459211182,"NO",null,1.0638176041878977,2033,null,44,1.0167853219845748,"EM 2nd Unit",2030]
[null,"NP","Not Chosen",2031,1.0101871495167163,"Not Chosen",false,"NP",null,1.0101871495167163,2031,null,47,1.0101871495167163,"NP 1st Unit",2031]
[null,"NW","Not Chosen","Not Chosen",false,"Not Chosen",false,"NW",null,false,"Not Chosen",null,29,1.0390778749052083,"EL 2nd Unit",2033]
[null,"OAK",2019,"Not Chosen",false,"Not Chosen",false,"OAK",null,false,"Not Chosen",null,27,1.039218973891912,"MGE 1st Unit",2039]
[null,"OE","Not Chosen",2019,1.8910505099797519,2037,1.0240187393605333,"OE",null,1.8910505099797519,2019,null,40,1.0207915606549718,"M 1st Unit",2032]
[null,"OR","Not Chosen",2019,5.1937196613755505,2030,1.0570452020810259,"OR",null,5.1937196613755505,2019,null,35,1.0283989683829595,"MR 1st Unit",2039]
[null,"RBD",2028,2037,1.0615976908976408,"Not Chosen",false,"RBD",null,1.0615976908976408,2037,null,21,1.0487912248701414,"BH 2nd Unit",2020]
[null,"SH","Not Chosen","Not Chosen",false,"Not Chosen",false,"SH",null,false,"Not Chosen",null,17,1.0615976908976408,"RBD 1st Unit",2037]
[null,"SR","Not Chosen",2019,1.4796221532145191,2037,1.0463430937932303,"SR",null,1.4796221532145191,2019,null,36,1.0276118912305947,"WD 1st Unit",2021]
[null,"SS",2019,2026,1.064440859969455,"Not Chosen",false,"SS",null,1.064440859969455,2026,null,46,1.0106565456670438,"HT 1st Unit",2034]
[null,"STO",2019,2026,1.0401314738058887,"Not Chosen",false,"STO",null,1.0401314738058887,2026,null,41,1.0206025009041526,"EW 2nd Unit",2034]
[null,"SV",2022,"Not Chosen",false,"Not Chosen",false,"SV",null,false,"Not Chosen",null,26,1.0401314738058887,"STO 1st Unit",2026]
[null,"SVW",2019,"Not Chosen",false,"Not Chosen",false,"SVW",null,false,"Not Chosen",null,32,1.0306643106266395,"CM 2nd Unit",2029]
[null,"WD",2019,2021,1.0276118912305947,2038,1.0168866638813221,"WD",null,{"$f":"E54","v":1.0276118912305947},{"$f":"D54","v":2021},null,33,1.0297364920076402,"MC 2nd Unit",2033]
[null,null,null,null,null,null,null,null,null,{"$f":"G8","v":1.0487912248701414},{"$f":"F8","v":2020},null,48,1.0075793459211182,"NO 2nd Unit",2037]
[null,null,null,null,null,null,null,null,null,{"$f":"G9","v":false},{"$f":"F9","v":"Not Chosen"},null,49,1.0045633963593323,"NB 1st Unit",2035]
[null,null,null,null,null,null,null,null,null,1.0263259750101619,2036,null,50,{"$error":"#NUM!"},{"$error":"#NUM!"},{"$error":"#NUM!"}]
[null,null,null,null,null,null,null,null,null,1.0293554843880768,2039,null,51,{"$error":"#NUM!"},{"$error":"#NUM!"},{"$error":"#NUM!"}]
[null,null,null,null,null,null,null,null,null,false,"Not Chosen",null,52,{"$error":"#NUM!"},{"$error":"#NUM!"},{"$error":"#NUM!"}]
[null,null,null,null,null,null,null,null,null,false,"Not Chosen",null,53,{"$error":"#NUM!"},{"$error":"#NUM!"},{"$error":"#NUM!"}]
[null,null,null,null,null,null,null,null,null,false,"Not Chosen",null,54,{"$error":"#NUM!"},{"$error":"#NUM!"},{"$error":"#NUM!"}]
[null,null,null,null,null,null,null,null,null,1.0306643106266395,2029,null,55,{"$error":"#NUM!"},{"$error":"#NUM!"},{"$error":"#NUM!"}]
[null,null,null,null,null,null,null,null,null,1.0722937479432519,2032,null,56,{"$error":"#NUM!"},{"$error":"#NUM!"},{"$error":"#NUM!"}]
[null,null,null,null,null,null,null,null,null,1.0975485081993863,2030,null,57,{"$error":"#NUM!"},{"$error":"#NUM!"},{"$error":"#NUM!"}]
[null,null,null,null,null,null,null,null,null,false,"Not Chosen",null,58,{"$error":"#NUM!"},{"$error":"#NUM!"},{"$error":"#NUM!"}]
[null,null,null,null,null,null,null,null,null,false,"Not Chosen",null,59,{"$error":"#NUM!"},{"$error":"#NUM!"},{"$error":"#NUM!"}]
[null,null,null,null,null,null,null,null,null,false,"Not Chosen",null,60,{"$error":"#NUM!"},{"$error":"#NUM!"},{"$error":"#NUM!"}]
[null,null,null,null,null,null,null,null,null,false,"Not Chosen",null,61,{"$error":"#NUM!"},{"$error":"#NUM!"},{"$error":"#NUM!"}]
[null,null,null,null,null,null,null,null,null,false,"Not Chosen",null,62,{"$error":"#NUM!"},{"$error":"#NUM!"},{"$error":"#NUM!"}]
[null,null,null,null,null,null,null,null,null,1.0390778749052083,2033,null,63,{"$error":"#NUM!"},{"$error":"#NUM!"},{"$error":"#NUM!"}]
[null,null,null,null,null,null,null,null,null,1.0167853219845748,2030,null,64,{"$error":"#NUM!"},{"$error":"#NUM!"},{"$error":"#NUM!"}]
[null,null,null,null,null,null,null,null,null,1.0206025009041526,2034,null,65,{"$f":"LARGE($J$8:$J$101,M72)","v":{"$error":"#NUM!"}},{"$f":"IFERROR(VLOOKUP(N72,$E$8:$H$54,4,FALSE)& \" 1st Unit\", VLOOKUP(N72,$G$8:$H$54,2,FALSE)& \" 2nd Unit\")","v":{"$error":"#NUM!"}},{"$f":"VLOOKUP(N72,$J$8:$K$101,2,FALSE)","v":{"$error":"#NUM!"}}]
[null,null,null,null,null,null,null,null,null,false,"Not Chosen",null,66,{"$error":"#NUM!"},{"$error":"#NUM!"},{"$error":"#NUM!"}]
[null,null,null,null,null,null,null,null,null,false,"Not Chosen",null,67,{"$error":"#NUM!"},{"$error":"#NUM!"},{"$error":"#NUM!"}]
[null,null,null,null,null,null,null,null,null,1.0197532736873738,2036,null,68,{"$error":"#NUM!"},{"$error":"#NUM!"},{"$error":"#NUM!"}]
[null,null,null,null,null,null,null,null,null,1.0390839683598998,2036,null,69,{"$error":"#NUM!"},{"$error":"#NUM!"},{"$error":"#NUM!"}]
[null,null,null,null,null,null,null,null,null,1.033194594247528,2036,null,70,{"$error":"#NUM!"},{"$error":"#NUM!"},{"$error":"#NUM!"}]
[null,null,null,null,null,null,null,null,null,1.0416488062249065,2030,null,71,{"$error":"#NUM!"},{"$error":"#NUM!"},{"$error":"#NUM!"}]
[null,null,null,null,null,null,null,null,null,false,"Not Chosen",null,72,{"$error":"#NUM!"},{"$error":"#NUM!"},{"$error":"#NUM!"}]
[null,null,null,null,null,null,null,null,null,false,"Not Chosen",null,73,{"$error":"#NUM!"},{"$error":"#NUM!"},{"$error":"#NUM!"}]
[null,null,null,null,null,null,null,null,null,false,"Not Chosen",null,74,{"$error":"#NUM!"},{"$error":"#NUM!"},{"$error":"#NUM!"}]
[null,null,null,null,null,null,null,null,null,false,"Not Chosen",null,75,{"$error":"#NUM!"},{"$error":"#NUM!"},{"$error":"#NUM!"}]
[null,null,null,null,null,null,null,null,null,1.0297364920076402,2033,null,76,{"$error":"#NUM!"},{"$error":"#NUM!"},{"$error":"#NUM!"}]
[null,null,null,null,null,null,null,null,null,false,"Not Chosen",null,77,{"$error":"#NUM!"},{"$error":"#NUM!"},{"$error":"#NUM!"}]
[null,null,null,null,null,null,null,null,null,false,"Not Chosen",null,78,{"$error":"#NUM!"},{"$error":"#NUM!"},{"$error":"#NUM!"}]
[null,null,null,null,null,null,null,null,null,false,"Not Chosen",null,79,{"$error":"#NUM!"},{"$error":"#NUM!"},{"$error":"#NUM!"}]
[null,null,null,null,null,null,null,null,null,false,"Not Chosen",null,80,{"$error":"#NUM!"},{"$error":"#NUM!"},{"$error":"#NUM!"}]
[null,null,null,null,null,null,null,null,null,1.0075793459211182,2037,null,81,{"$error":"#NUM!"},{"$error":"#NUM!"},{"$error":"#NUM!"}]
[null,null,null,null,null,null,null,null,null,false,"Not Chosen",null,82,{"$error":"#NUM!"},{"$error":"#NUM!"},{"$error":"#NUM!"}]
[null,null,null,null,null,null,null,null,null,false,"Not Chosen",null,83,{"$error":"#NUM!"},{"$error":"#NUM!"},{"$error":"#NUM!"}]
[null,null,null,null,null,null,null,null,null,false,"Not Chosen",null,84,{"$error":"#NUM!"},{"$error":"#NUM!"},{"$error":"#NUM!"}]
[null,null,null,null,null,null,null,null,null,1.0240187393605333,2037,null,85,{"$error":"#NUM!"},{"$error":"#NUM!"},{"$error":"#NUM!"}]
[null,null,null,null,null,null,null,null,null,1.0570452020810259,2030,null,86,{"$error":"#NUM!"},{"$error":"#NUM!"},{"$error":"#NUM!"}]
[null,null,null,null,null,null,null,null,null,false,"Not Chosen",null,87,{"$error":"#NUM!"},{"$error":"#NUM!"},{"$error":"#NUM!"}]
[null,null,null,null,null,null,null,null,null,false,"Not Chosen",null,88,{"$error":"#NUM!"},{"$error":"#NUM!"},{"$error":"#NUM!"}]
[null,null,null,null,null,null,null,null,null,1.0463430937932303,2037,null,89,{"$error":"#NUM!"},{"$error":"#NUM!"},{"$error":"#NUM!"}]
[null,null,null,null,null,null,null,null,null,false,"Not Chosen",null,90,{"$error":"#NUM!"},{"$error":"#NUM!"},{"$error":"#NUM!"}]
[null,null,null,null,null,null,null,null,null,false,"Not Chosen",null,91,{"$error":"#NUM!"},{"$error":"#NUM!"},{"$error":"#NUM!"}]
[null,null,null,null,null,null,null,null,null,false,"Not Chosen",null,92,{"$error":"#NUM!"},{"$error":"#NUM!"},{"$error":"#NUM!"}]
[null,null,null,null,null,null,null,null,null,false,"Not Chosen",null,93,{"$error":"#NUM!"},{"$error":"#NUM!"},{"$error":"#NUM!"}]
[null,null,null,null,null,null,null,null,null,1.0168866638813221,2038,null,94,{"$error":"#NUM!"},{"$error":"#NUM!"},{"$error":"#NUM!"}]